## Sheet1
|  |  |  | [BTU/kWh] | [lb/MWh]
Gen ID | Generator | Capacity | Primary Fuel | Heat Rate | Emission Rate
1 | 23rd and 3rd | 94 | GAS | 10892.6801 | 1294.663
2 | 59th Street | 17.1 | GAS | 31701.7544 | 5255.754
3 | 74th Street | 37 | OIL | 21560.4607 | 3574.457
4 | AG - Energy | 99.3 | GAS
5 | Al Turi | 2.4 | BIOMASS | 13408.0744 | 0
6 | Albany Medical Ctr Cogen Plant | 4.6 | GAS | 5798.1011 | 677.735
7 | Allegany Station No. 133 | 67 | GAS |  | 1001.31
8 | Allens Falls | 4 | HYDRO |  | 0
9 | Arthur Kill | 895.5 | GAS | 11289.2787 | 1341.79
10 | Ashokan | 4.6 | HYDRO |  | 0
11 | Astoria Energy | 1245 | GAS | 7246.4526 | 863.603
12 | Astoria Gas Turbine Power | 666.1 | GAS | 14986.7938 | 1793.972
13 | Astoria Generating Station | 1345 | GAS | 12249.7776 | 1470.709
14 | Athens Generating Company | 1323 | GAS | 7069.5736 | 840.272
15 | Batavia Energy | 67.3 | GAS | 9141.395 | 1086.501
16 | Bayswater Peaking Facility | 60.5 | GAS | 11029.0673 | 1330.984
17 | Beardslee | 20 | HYDRO |  | 0
18 | Beaver Falls, LLC | 107.8 | GAS | 6173.7848 | 733.72
19 | Beebee Island Hydro Plant | 9 | HYDRO |  | 0
20 | Belfort | 2 | HYDRO |  | 0
21 | Bennetts Bridge | 36 | HYDRO |  | 0
22 | Bethlehem - East | 1.7 | SOLAR |  | 0
23 | Bethlehem - West | 1 | SOLAR |  | 0
24 | Bethlehem Energy Center (Albany) | 1293.1 | GAS | 6963.5412 | 827.667
25 | Bethpage Energy Center | 240 | GAS | 9251.6501 | 1099.636
26 | Binghamton Cogen Plant | 47.7 | GAS | 10153.9024 | 1197.912
27 | Black River | 6 | HYDRO |  | 0
28 | Black River Generation, LLC | 55.5 | BIOMASS | 18469.2914 | 250.773
29 | Black River Hydro Associates | 5.7 | HYDRO |  | 0
30 | Blake | 15 | HYDRO |  | 0
31 | Blenheim Gilboa | 1000 | HYDRO |  | 0
32 | Bowline Generating Station | 1992 | GAS | 10545.7282 | 1253.808
33 | Brentwood | 47 | GAS | 10035.1594 | 1192.786
34 | Brentwood Solar | 1 | SOLAR |  | 0
35 | Brookfield Power Glen Falls Hydro | 11.8 | HYDRO |  | 0
36 | Brooklyn Navy Yard Cogeneration | 322 | GAS | 5787.2489 | 689.642
37 | Browns Falls | 16 | HYDRO |  | 0
38 | Cadyville | 5.5 | HYDRO |  | 0
39 | Caithness Long Island Energy Center | 348.9 | GAS | 6869.6269 | 816.593
40 | Calverton | 3.9 | SOLAR |  | 0
41 | Carr Street Generating Station | 122.6 | GAS | 8425.7701 | 1001.468
42 | Carthage Energy | 62.9 | GAS | 9063.2901 | 1083.002
43 | Castleton Power, LLC | 72 | GAS | 8927.1503 | 1061.151
44 | Cayuga Operating Company, LLC | 322.5 | COAL | 10876.1933 | 2231.852
45 | Center Falls | 1.1 | HYDRO |  | 0
46 | Central Hudson High Falls | 3.2 | HYDRO |  | 0
47 | Chaffee Gas Recovery | 6.4 | BIOMASS | 12190.7681 | 0
48 | Charles P Keller | 33.8 | GAS | 56164.7106 | 6904.528
49 | Chasm | 3 | HYDRO |  | 0
50 | Chasm Hydro Partnership | 1.6 | HYDRO |  | 0
51 | Chateaugay High Falls Hydro | 1.7 | HYDRO |  | 0
52 | Chautauqua LFGTE Facility | 9.6 | BIOMASS | 12721.6794 | 0
53 | Clarkson Solar | 2 | SOLAR |  | 0
54 | Clarkstown Landfill Solar Facility | 2 | SOLAR |  | 0
55 | Clinton LFGTE Facility | 6.4 | BIOMASS | 10623.9084 | 0
56 | Cohalan | 4 | SOLAR |  | 0
57 | Cohocton Wind Project | 87.5 | WIND |  | 0
58 | Colonie LFGTE Facility | 6.4 | BIOMASS | 11368.5176 | 0
59 | Colton | 36 | HYDRO |  | 0
60 | Copenhagen Plant | 3.3 | HYDRO |  | 0
61 | Cornell Geneva Solar Farm | 2 | SOLAR |  | 0
62 | Cornell Hydro | 1.9 | HYDRO |  | 0
63 | Cornell Snyder Road Solar Array | 1.8 | SOLAR |  | 0
64 | Cornell University Ithaca Campus | 39.5 | GAS | 3214.0829 | 375.691
65 | Covanta Babylon Inc | 17 | BIOMASS | 20410.9597 | 2003.15
66 | Covanta Hempstead | 78.6 | BIOMASS | 18138.135 | 1780.191
67 | Covanta Niagara | 50 | GAS | 8915.5717 | 972.513
68 | Crescent | 11.6 | HYDRO |  | 0
69 | Cummins, Inc | 2 | SOLAR |  | 0
70 | Curtis Palmer Hydroelectric | 59 | HYDRO |  | 0
71 | Dahowa Hydro | 10.5 | HYDRO |  | 0
72 | DANC LFGTE Facility | 6.4 | BIOMASS | 10083.8521 | 0
73 | Danskammer Generating Station | 537.4 | GAS | 11838.4318 | 1429.343
74 | Dashville | 4.8 | HYDRO |  | 0
75 | Deer Park | 2.5 | SOLAR |  | 0
76 | Deferiet | 12 | HYDRO |  | 0
77 | Dennison | 2 | SOLAR |  | 0
78 | Dexter Plant | 4.2 | HYDRO |  | 0
79 | Diamond Island Plant | 1.2 | HYDRO |  | 0
80 | Diana Hydroelectric | 1.8 | HYDRO |  | 0
81 | Dolgeville Hydro | 5 | HYDRO |  | 0
82 | Dunn Paper | 1 | HYDRO |  | 0
83 | Dutch Hill Wind Project | 37.5 | WIND |  | 0
84 | Dutchess Cnty Resource Recovery Facility | 9.2 | BIOMASS | 20355.4868 | 2047.28
85 | E F Barrett | 687.2 | GAS | 12270.1363 | 1460.084
86 | E J West | 22 | HYDRO |  | 0
87 | Eagle | 6 | HYDRO |  | 0
88 | East Hampton Facility | 27.3 | OIL | 11655.2373 | 1889.972
89 | East Norfolk | 4 | HYDRO |  | 0
90 | East River | 716.2 | GAS | 7680.1236 | 916.311
91 | Edgewood Energy | 100 | GAS | 10388.1027 | 1234.685
92 | Eel Weir | 2.5 | HYDRO |  | 0
93 | Effley | 3 | HYDRO |  | 0
94 | Elmer | 2 | HYDRO |  | 0
95 | Empire Generating Company LLC | 653.7 | GAS | 7256.6581 | 862.504
96 | Ephratah | 4 | HYDRO |  | 0
97 | Equus Power I | 120 | GAS | 10557.5809 | 1255.352
98 | Feeder Dam Hydro Plant | 5 | HYDRO |  | 0
99 | Fenner Wind | 30 | WIND |  | 0
100 | Finch Paper | 29 | BIOMASS | 5622.9208 | 201.774
101 | Finger Lakes Solar I | 2 | SOLAR |  | 0
102 | Five Falls | 24 | HYDRO |  | 0
103 | Flat Rock | 5 | HYDRO |  | 0
104 | Forestport | 3.4 | HYDRO |  | 0
105 | Fort Miller Hydroelectric Facility | 5 | HYDRO |  | 0
106 | Fortistar North Tonawanda Inc | 55.3 | GAS | 7299.9536 | 867.608
107 | Fourth Branch Hydroelectric Facility | 3.3 | HYDRO |  | 0
108 | Franklin (NY) | 2 | HYDRO |  | 0
109 | Freeport Power Plant No. 2 | 97.8 | GAS | 10024.9043 | 1193.248
110 | Fulton LFGTE Facility | 3.2 | BIOMASS | 10175.728 | 0
111 | General Mills Inc | 3.8 | GAS | 5579.9329 | 652.233
112 | Glenwood | 338 | GAS | 16535.0662 | 2678.398
113 | Glenwood Hydro | 1.5 | HYDRO |  | 0
114 | Glenwood Landing Energy Center | 122 | GAS | 10628.2291 | 1265.323
115 | Goodyear Lake Plant | 1.4 | HYDRO |  | 0
116 | Gouldtown | 2 | HYDRO |  | 0
117 | Gowanus Generating Station | 733 | GAS | 14949.9202 | 2441.706
118 | Grahamsville | 18 | HYDRO |  | 0
119 | Granby | 10 | HYDRO |  | 0
120 | Green Island Hydroelectric Station | 6 | HYDRO |  | 0
121 | Greenidge Generation LLC | 162 | GAS
122 | Hailesboro 4 Plant | 1.4 | HYDRO |  | 0
123 | Hampshire Paper | 3.4 | HYDRO |  | 0
124 | Hannawa | 8 | HYDRO |  | 0
125 | Hardscrabble Wind Power LLC | 74 | WIND |  | 0
126 | Harford Solar Farm | 2 | SOLAR |  | 0
127 | Harlem River Yard | 94 | GAS | 11572.8348 | 1375.483
128 | Hawkeye Energy Greenport, LLC | 54 | OIL | 11674.8867 | 1894.542
129 | Hell Gate | 94 | GAS | 11571.1771 | 1375.289
130 | Herrings | 5.4 | HYDRO |  | 0
131 | Heuvelton | 1 | HYDRO |  | 0
132 | Hewittville Hydroelectric | 3 | HYDRO |  | 0
133 | High Acres Gas Recovery | 9.6 | BIOMASS | 10768.3667 | 0
134 | High Dam | 11.9 | HYDRO |  | 0
135 | High Falls - Croghan NY | 6 | HYDRO |  | 0
136 | High Falls - Saranac NY | 15 | HYDRO |  | 0
137 | High Sheldon Wind Farm | 112 | WIND |  | 0
138 | Hillburn | 46.5 | GAS | 20871.723 | 2505.676
139 | Hilton NY Co Gen Plant | 1.8 | GAS | 6841.9155 | 799.745
140 | Hollow Dam Power Partnership | 1 | HYDRO |  | 0
141 | Holtsville Facility | 567 | OIL | 15454.5658 | 2503.27
142 | Houghton | 2.6 | SOLAR |  | 0
143 | Howard Wind Farm | 59.5 | WIND |  | 0
144 | Hudson Avenue | 108.9 | OIL | 31544.9823 | 5229.757
145 | Hudson Falls Hydroelectric Project | 44 | HYDRO |  | 0
146 | Huntington Resource Recovery Facility | 28 | BIOMASS | 17624.5235 | 1728.264
147 | Huntley Power | 780 | COAL | 10690.911 | 2242.518
148 | HVCC Cogen Plant | 8.1 | OIL | 10595.3254 | 1366.036
149 | Hydraulic Race | 3 | HYDRO |  | 0
150 | Hyland LFGTE Facility | 6.4 | BIOMASS | 13168.4216 | 0
151 | Indeck-Corinth Energy Center | 147 | GAS | 7764.6392 | 926.359
152 | Indeck-Olean Energy Center | 90.6 | GAS | 9024.3814 | 1072.638
153 | Indeck-Oswego Energy Center | 57.4 | GAS | 9318.4411 | 1107.656
154 | Indeck-Silver Springs Energy Center | 56.6 | GAS | 9363.0841 | 1112.92
155 | Indeck-Yerkes Energy Center | 59.9 | GAS | 10063.728 | 1200.304
156 | Independence | 1086.1 | GAS | 6160.0536 | 732.166
157 | Indian Point 2 | 1299 | NUCLEAR |  | 0
158 | Indian Point 3 | 1012 | NUCLEAR |  | 0
159 | Inghams | 6 | HYDRO |  | 0
160 | Jamaica Bay Peaking | 60.5 | OIL | 11839.9909 | 1962.923
161 | James A Fitzpatrick | 882 | NUCLEAR |  | 0
162 | Jarvis (Hinckley) | 9 | HYDRO |  | 0
163 | Jericho Rise Wind Farm LLC | 77.7 | WIND |  | 0
164 | Johnsonville Dam | 4 | HYDRO |  | 0
165 | Kamargo | 6 | HYDRO |  | 0
166 | Kent Falls | 12.4 | HYDRO |  | 0
167 | KIAC Cogeneration | 171.2 | GAS | 8807.9001 | 1046.896
168 | Kosterville | 1 | HYDRO |  | 0
169 | Lachute Hydro Lower | 3.8 | HYDRO |  | 0
170 | Lachute Hydro Upper | 5.2 | HYDRO |  | 0
171 | Leavenworth Greenworks LLC | 9.5 | SOLAR |  | 0
172 | Lederle Laboratories | 23.4 | GAS | 5712.4828 | 728.137
173 | Lewiston Niagara | 240 | HYDRO |  | 0
174 | Lighthouse Hill | 8 | HYDRO |  | 0
175 | Little Falls Hydro | 13 | HYDRO |  | 0
176 | Lockport | 221.3 | GAS | 8679.4973 | 1031.633
177 | Long Island Solar Farm LLC | 31.5 | SOLAR |  | 0
178 | Longfalls Facility | 3.3 | HYDRO |  | 0
179 | Lower Beaver Falls Project | 1 | HYDRO |  | 0
180 | Lower Saranac Hydroelectric Facility | 6.7 | HYDRO |  | 0
181 | Lyons Falls Hydroelectric | 5.5 | HYDRO |  | 0
182 | Lyonsdale Associates | 3 | HYDRO |  | 0
183 | MacArthur Waste to Energy Facility | 12.5 | BIOMASS | 27668.7601 | 2715.598
184 | Macomb | 1 | HYDRO |  | 0
185 | Madison Windpower LLC | 11.5 | WIND |  | 0
186 | Maple Ridge Wind Farm | 322 | WIND |  | 0
187 | Marble River Wind Farm | 215 | WIND |  | 0
188 | Marsh Hill Wind Farm | 16.2 | WIND |  | 0
189 | Massena Energy Facility | 104.1 | GAS | 9763.9499 | 1160.508
190 | Middle Falls Hydro | 2.2 | HYDRO |  | 0
191 | Mill C | 6 | HYDRO |  | 0
192 | Mill Seat Renewable Energy Facility | 2.4 | BIOMASS
193 | Millbrook School | 1.4 | SOLAR |  | 0
194 | Minetto | 10 | HYDRO |  | 0
195 | MM Albany Energy | 5.9 | BIOMASS | 10029.7757 | 0
196 | Model City Energy Facility | 5.6 | BIOMASS | 15761.3303 | 0
197 | Modern Innovative Energy LLC | 12.8 | BIOMASS | 12043.0085 | 0
198 | Mongaup | 4 | HYDRO |  | 0
199 | Monroe Community College Plant | 6.4 | GAS | 5619.5867 | 656.853
200 | Monroe Livingston Gas Recovery | 2.4 | BIOMASS | 15759.1583 | 0
201 | Moose River | 12.6 | HYDRO |  | 0
202 | Moshier | 8 | HYDRO |  | 0
203 | Mt Ida Hydroelectric | 3 | HYDRO |  | 0
204 | Munnsville Wind Farm LLC | 34.5 | WIND |  | 0
205 | Musgrave East Solar Farm | 2 | SOLAR |  | 0
206 | Musgrave West Solar Farm | 2 | SOLAR
207 | Nanticoke LFG | 4 | BIOMASS | 9455.8697 | 0
208 | Narrows Generating Station | 352 | GAS | 15776.7665 | 1844.132
209 | Nassau Energy Corporation | 55 | GAS | 5137.1526 | 616.96
210 | Neversink | 25 | HYDRO |  | 0
211 | New York State Dam Hydro | 11.4 | HYDRO |  | 0
212 | Newport Hydro | 1.7 | HYDRO |  | 0
213 | Niagara Generation, LLC | 56 | BIOMASS
214 | Nine Mile Point Nuclear Station | 1901.1 | NUCLEAR |  | 0
215 | Nissequogue Energy Center | 47 | GAS | 5957.0645 | 708.049
216 | Noble Altona Windpark LLC | 97.5 | WIND |  | 0
217 | Noble Bliss Windpark LLC | 100.5 | WIND |  | 0
218 | Noble Chateaugay Windpark LLC | 106.5 | WIND |  | 0
219 | Noble Clinton Windpark LLC | 100.5 | WIND |  | 0
220 | Noble Ellenburg Windpark LLC | 81 | WIND |  | 0
221 | Noble Wethersfield Windpark LLC | 126 | WIND |  | 0
222 | Norfolk | 5 | HYDRO |  | 0
223 | Normanskill Hydro Project | 1.2 | HYDRO |  | 0
224 | North 1st | 47 | GAS | 10710.0671 | 1272.97
225 | North County | 1 | SOLAR |  | 0
226 | Northport | 1564 | GAS | 10761.4141 | 1300.841
227 | Norwood | 2 | HYDRO |  | 0
228 | OBP Cogen | 4.6 | GAS | 5668.9802 | 662.642
229 | Ogdensburg | 3.5 | HYDRO |  | 0
230 | Oneida - South | 1.9 | SOLAR |  | 0
231 | Oneida - West | 1.9 | SOLAR |  | 0
232 | Oneida Herkimer | 3.2 | BIOMASS | 10309.0514 | 0
233 | Onondaga County - Metro Water Board | 1 | SOLAR |  | 0
234 | Onondaga County Resource Recovery | 39.5 | BIOMASS | 17676.8566 | 1733.461
235 | Ontario LFGTE | 11.2 | BIOMASS | 12590.2179 | 0
236 | Onyx - Lamphear Road | 2 | SOLAR |  | 0
237 | Oswegatchie | 1.8 | HYDRO |  | 0
238 | Oswego County Energy Recovery | 3.6 | BIOMASS | 5725.1763 | 560.957
239 | Oswego Falls East | 6 | HYDRO |  | 0
240 | Oswego Harbor Power | 1895.6 | GAS | 13163.3511 | 2108.967
241 | Owens Corning at Bethlehem | 2 | SOLAR |  | 0
242 | Parishville | 3 | HYDRO |  | 0
243 | Peak Power 1 Cogen | 6.3 | GAS | 5464.9697 | 638.795
244 | Philadlephia | 3.6 | HYDRO |  | 0
245 | Phoenix Hydro Project | 3.2 | HYDRO |  | 0
246 | Piercefield | 2.7 | HYDRO |  | 0
247 | Pinelawn Power | 82 | GAS | 8665.1566 | 1029.94
248 | Poletti 500 MW CC | 528 | GAS | 7486.8112 | 891.825
249 | Port Jefferson Energy Center | 590 | GAS | 11413.7642 | 1419.667
250 | Port Leyden Hydroelectric Project | 1 | HYDRO |  | 0
251 | Port Richmond WWT Solar | 1 | SOLAR |  | 0
252 | Pouch Terminal | 47 | GAS | 10691.1382 | 1270.794
253 | Prospect | 19 | HYDRO |  | 0
254 | Pyrites Plant | 8.2 | HYDRO |  | 0
255 | R E Ginna Nuclear Power Plant | 614 | NUCLEAR |  | 0
256 | Rainbow Falls Hydro | 25 | HYDRO |  | 0
257 | Ravenswood Generating Station | 2625 | GAS | 10141.7286 | 1208.137
258 | Raymondville | 2 | HYDRO |  | 0
259 | ReEnergy Lyonsdale Biomass | 21.1 | BIOMASS | 5597.7909 | 0
260 | Rensselaer Cogen | 88.2 | GAS | 8985.2488 | 1067.942
261 | Richard M Flynn (Holtsville) | 164 | GAS | 8127.5963 | 970.445
262 | Rio | 10.8 | HYDRO |  | 0
263 | Riverbay Corp. - Co-Op City | 49.5 | GAS | 2801.2402 | 327.434
264 | Riverhead | 1.5 | SOLAR |  | 0
265 | Robert Moses Niagara | 2429.1 | HYDRO |  | 0
266 | Robert Moses Power Dam | 912 | HYDRO |  | 0
267 | Rochester 2 | 8.5 | HYDRO |  | 0
268 | Roseton Generating LLC | 1242 | GAS | 11183.0472 | 1421.003
269 | S A Carlson | 96.3 | GAS | 9168.9104 | 1089.466
270 | Saranac Power Partners, LP | 285.6 | GAS | 9423.6711 | 1120.064
271 | Schaghticoke | 16 | HYDRO |  | 0
272 | School Street | 42 | HYDRO |  | 0
273 | Schuylerville | 2 | HYDRO |  | 0
274 | Selkirk Cogen Partners | 446 | GAS | 7231.7054 | 859.541
275 | Seneca Energy | 24 | BIOMASS | 10464.9087 | 0
276 | Sewalls | 2 | HYDRO |  | 0
277 | Sherman Island | 36.3 | HYDRO |  | 0
278 | Shoemaker | 41.9 | GAS | 29165.235 | 3507.74
279 | Shoreham | 71.5 | OIL | 14783.0296 | 2414.45
280 | Shoreham Energy | 100 | OIL | 11609.5315 | 1884.17
281 | Sissonville Hydro | 3 | HYDRO |  | 0
282 | Skidmore College | 2 | SOLAR |  | 0
283 | Soft Maple | 16 | HYDRO |  | 0
284 | Somerset Operating Company (Kintigh) | 655.1 | COAL | 10400.6986 | 2134.223
285 | South Cairo | 21.6 | OIL | 13700 | 2271.3
286 | South Colton | 21 | HYDRO |  | 0
287 | South Edwards | 4 | HYDRO |  | 0
288 | South Glens Falls Hydroelectric | 13.8 | HYDRO |  | 0
289 | South Hampton | 11.5 | OIL | 26427.7846 | 4316.338
290 | South Oaks Hospital | 2.2 | GAS | 5080.7853 | 593.888
291 | Southold | 14 | OIL | 23742.8999 | 3877.827
292 | Spier Falls | 56 | HYDRO |  | 0
293 | SREC Bath LFGTE | 3.2 | BIOMASS | 9556.2287 | 0
294 | Stark | 26 | HYDRO |  | 0
295 | Starrett City Cogen Facility | 18 | GAS | 5954.0011 | 707.352
296 | Steel Sun | 2 | SOLAR |  | 0
297 | Steel Winds II | 15 | WIND |  | 0
298 | Steel Winds Wind Farm | 20 | WIND |  | 0
299 | Stephentown Spindle | 20 | OTHF |  | 0
300 | Sterling Power Plant | 65.3 | GAS | 8411.1601 | 999.914
301 | Sterlington Greenworks LLC | 1.3 | SOLAR |  | 0
302 | Stewarts Bridge | 38.5 | HYDRO |  | 0
303 | Stillwater Hydro Electric Project | 3.4 | HYDRO |  | 0
304 | Stillwater Reservoir Hydro | 1.8 | HYDRO |  | 0
305 | Stony Creek Wind Farm NY | 94.4 | WIND |  | 0
306 | Sturgeon | 14.4 | HYDRO |  | 0
307 | Stuyvesant Falls | 6 | HYDRO |  | 0
308 | Sugar Island | 4 | HYDRO |  | 0
309 | SUNY Old Westbury College | 1.8 | GAS | 9084.8391 | 1061.918
310 | Sutter Greeworks LLC | 5 | SOLAR |  | 0
311 | Swinging Bridge 2 | 6.8 | HYDRO |  | 0
312 | Synergy Biogas | 1.4 | BIOMASS | 12218.9683 | 0
313 | Syracuse, LLC | 102.7 | GAS | 8489.9563 | 1009.048
314 | Talcville | 1.1 | HYDRO |  | 0
315 | Tannery Island Power | 1.5 | HYDRO |  | 0
316 | Tannery Road Landfill | 2 | SOLAR |  | 0
317 | Taylorville | 4 | HYDRO |  | 0
318 | Theresa Plant | 1.3 | HYDRO |  | 0
319 | Ticonderoga Mill | 42.1 | OIL | 4968.4569 | 221.777
320 | Tompkins Cortland Community College | 2 | SOLAR |  | 0
321 | Town of Williamson Landfill PV | 1.2 | SOLAR |  | 0
322 | Trenton Falls | 21.9 | HYDRO |  | 0
323 | Union Falls | 2.6 | HYDRO |  | 0
324 | Unionville Hydro Project 2499 NY | 3 | HYDRO |  | 0
325 | University of Rochester | 25.4 | GAS | 5650.3952 | 661.076
326 | Upper Beaver Falls Project | 1.5 | HYDRO |  | 0
327 | Upper Mechanicville | 16.4 | HYDRO |  | 0
328 | Upper Newton Falls | 1.5 | HYDRO |  | 0
329 | US Gypsum Oakfield | 5.8 | GAS | 5593.5839 | 653.834
330 | Valley Falls Hydroelectric Facility | 2.5 | HYDRO |  | 0
331 | Varick | 8 | HYDRO |  | 0
332 | Vernon Boulevard | 94 | GAS | 10686.7687 | 1270.195
333 | Victory Mills | 1.7 | HYDRO |  | 0
334 | Vischer Ferry | 11.6 | HYDRO |  | 0
335 | Vulcraft Solar | 1.6 | SOLAR |  | 0
336 | Wading River Facility | 238.5 | OIL | 17076.4822 | 2770.27
337 | Walden | 2.4 | HYDRO |  | 0
338 | Wappinger Falls Hydroelectric | 2 | HYDRO |  | 0
339 | Warrensburg Hydroelectric | 2.9 | HYDRO |  | 0
340 | Waste Management Madison County LFGTE | 1.6 | BIOMASS | 11955.2685 | 0
341 | Waterport | 4 | HYDRO |  | 0
342 | Watertown | 8.1 | HYDRO |  | 0
343 | West Babylon Facility | 52.4 | OIL | 15355.5609 | 2486.519
344 | West Coxsackie | 21.6 | GAS | 14469.3069 | 1691.303
345 | West Delaware Tunnel Plant | 7.5 | HYDRO |  | 0
346 | West End Dam Hydroelectric Project | 4.4 | HYDRO |  | 0
347 | Wheelabrator Hudson Falls | 14.4 | BIOMASS | 21427.1292 | 2106.683
348 | Wheelabrator Westchester | 59.7 | BIOMASS | 18553.5201 | 1817.883
349 | William Floyd School District | 3.9 | GAS | 5574.1237 | 737.835
350 | Yaleville | 2 | HYDRO |  | 0
351 | Zotos International WPGF | 3.4 | WIND |  | 0
352 | William Floyd School District | 3.9
353 | Yaleville | 2
354 | Zotos International WPGF | 3.4

## Sheet4
eGRID2016 Plant file sequence number | Plant state abbreviation | Plant name | Unit Operational Status | DOE/EIA ORIS plant or facility code | Plant operator name | Plant operator ID | Utility service territory name | Utility service territory ID | Balancing Authority Name | Balancing Authority Code | NERC region acronym | eGRID subregion acronym | eGRID subregion name | Plant associated ISO/RTO Territory | Plant FIPS state code | Plant FIPS county code | Plant county name | Plant latitude | Plant longitude | Number of boilers | Number of generators | Plant primary fuel | Plant primary coal/oil/gas/ other fossil fuel category | Flag indicating if the plant burned or generated any amount of coal | Plant capacity factor | Plant nameplate capacity (MW) | Nonbaseload Factor | Biogas/ biomass plant adjustment flag | Combined heat and power (CHP) plant adjustment flag | CHP plant useful thermal output (MMBtu) | CHP plant power to heat ratio | CHP plant electric allocation factor | Plant pumped storage flag | Plant annual heat input from combustion (MMBtu) | Plant ozone season heat input from combustion (MMBtu) | Plant total annual heat input (MMBtu) | Plant total ozone season heat input (MMBtu) | Plant annual net generation (MWh) | Plant ozone season net generation (MWh) | Plant annual NOx emissions (tons) | Plant ozone season NOx emissions (tons) | Plant annual SO2 emissions (tons) | Plant annual CO2 emissions (tons) | Plant annual CH4 emissions (lbs) | Plant annual N2O emissions (lbs) | Plant annual CO2 equivalent emissions (tons) | Plant annual Hg emissions (lbs) | Plant annual NOx total output emission rate (lb/MWh) | Plant ozone season NOx total output emission rate (lb/MWh) | Plant annual SO2 total output emission rate (lb/MWh) | Plant annual CO2 total output emission rate (lb/MWh) | Plant annual CH4 total output emission rate (lb/MWh) | Plant annual N2O total output emission rate (lb/MWh) | Plant annual CO2 equivalent total output emission rate (lb/MWh) | Plant annual Hg total output emission rate (lb/MWh) | Plant annual NOx input emission rate (lb/MMBtu) | Plant ozone season NOx input emission rate (lb/MMBtu) | Plant annual SO2 input emission rate (lb/MMBtu) | Plant annual CO2 input emission rate (lb/MMBtu) | Plant annual Hg input emission rate (lb/MMBtu) | Plant annual NOx combustion output emission rate (lb/MWh) | Plant ozone season NOx combustion output emission rate (lb/MWh) | Plant annual SO2 combustion output emission rate (lb/MWh) | Plant annual CO2 combustion output emission rate (lb/MWh) | Plant annual CH4 combustion output emission rate (lb/MWh) | Plant annual N2O combustion output emission rate (lb/MWh) | Plant annual Hg combustion output emission rate (lb/MWh) | Plant unadjusted annual NOx emissions (tons) | Plant unadjusted ozone season NOx emissions (tons) | Plant unadjusted annual SO2 emissions (tons) | Plant unadjusted annual CO2 emissions (tons) | Plant unadjusted annual CH4 emissions (lbs) | Plant unadjusted annual N2O emissions (lbs) | Plant unadjusted annual Hg emissions (lbs) | Plant unadjusted annual heat input from combustion (MMBtu) | Plant unadjusted ozone season heat input from combustion (MMBtu) | Plant unadjusted total annual heat input (MMBtu) | Plant unadjusted total ozone season heat input (MMBtu) | Plant unadjusted annual NOx emissions source | Plant unadjusted ozone season NOx emissions source | Plant unadjusted annual SO2 emissions source | Plant unadjusted annual CO2 emissions source | Plant unadjusted annual CH4 emissions source | Plant unadjusted annual N2O emissions source | Plant unadjusted annual Hg emissions source | Annual heat input source | Ozone season heat input source | Plant nominal heat rate (Btu/kWh) | Plant annual coal net generation (MWh) | Plant annual oil net generation (MWh) | Plant annual gas net generation (MWh) | Plant annual nuclear net generation (MWh) | Plant annual hydro net generation (MWh) | Plant annual biomass net generation (MWh) | Plant annual wind net generation (MWh) | Plant annual solar net generation (MWh) | Plant annual geothermal net generation (MWh) | Plant annual other fossil net generation (MWh) | Plant annual other unknown/ purchased fuel net generation (MWh) | Plant annual total nonrenewables net generation (MWh) | Plant annual total renewables net generation (MWh) | Plant annual total nonhydro renewables net generation (MWh) | Plant annual total combustion net generation (MWh) | Plant annual total noncombustion net generation (MWh) | Plant coal generation percent (resource mix) | Plant oil generation percent (resource mix) | Plant gas generation percent (resource mix) | Plant nuclear generation percent (resource mix) | Plant hydro generation percent (resource mix) | Plant biomass generation percent (resource mix) | Plant wind generation percent (resource mix) | Plant solar generation percent (resource mix) | Plant geothermal generation percent (resource mix) | Plant other fossil generation percent (resource mix) | Plant other unknown / purchased fuel generation percent (resource mix) | Plant total nonrenewables generation percent (resource mix) | Plant total renewables generation percent (resource mix) | Plant total nonhydro renewables generation percent (resource mix) | Plant total combustion generation percent (resource mix) | Plant total noncombustion generation percent (resource mix)
SEQPLT16 | PSTATABB | PNAME | UNTOPST | ORISPL | OPRNAME | OPRCODE | UTLSRVNM | UTLSRVID | BANAME | BACODE | NERC | SUBRGN | SRNAME | ISORTO | FIPSST | FIPSCNTY | CNTYNAME | LAT | LON | NUMBLR | NUMGEN | PLPRMFL | PLFUELCT | COALFLAG | CAPFAC | NAMEPCAP | NBFACTOR | RMBMFLAG | CHPFLAG | USETHRMO | PWRTOHT | ELCALLOC | PSFLAG | PLHTIAN | PLHTIOZ | PLHTIANT | PLHTIOZT | PLNGENAN | PLNGENOZ | PLNOXAN | PLNOXOZ | PLSO2AN | PLCO2AN | PLCH4AN | PLN2OAN | PLCO2EQA | PLHGAN | PLNOXRTA | PLNOXRTO | PLSO2RTA | PLCO2RTA | PLCH4RTA | PLN2ORTA | PLC2ERTA | PLHGRTA | PLNOXRA | PLNOXRO | PLSO2RA | PLCO2RA | PLHGRA | PLNOXCRT | PLNOXCRO | PLSO2CRT | PLCO2CRT | PLCH4CRT | PLN2OCRT | PLHGCRT | UNNOX | UNNOXOZ | UNSO2 | UNCO2 | UNCH4 | UNN2O | UNHG | UNHTI | UNHTIOZ | UNHTIT | UNHTIOZT | UNNOXSRC | UNNOZSRC | UNSO2SRC | UNCO2SRC | UNCH4SRC | UNN2OSRC | UNHGSRC | UNHTISRC | UNHOZSRC | PLHTRT | PLGENACL | PLGENAOL | PLGENAGS | PLGENANC | PLGENAHY | PLGENABM | PLGENAWI | PLGENASO | PLGENAGT | PLGENAOF | PLGENAOP | PLGENATN | PLGENATR | PLGENATH | PLGENACY | PLGENACN | PLCLPR | PLOLPR | PLGSPR | PLNCPR | PLHYPR | PLBMPR | PLWIPR | PLSOPR | PLGTPR | PLOFPR | PLOPPR | PLTNPR | PLTRPR | PLTHPR | PLCYPR | PLCNPR
6857 | NY | 23rd and 3rd | OP | 7910 | Consolidated Edison Co-NY Inc | 4226 | New York Power Authority | 15296 | New York Independent System Operator | NYIS | NPCC | NYCW | NPCC NYC/Westchester | NYISO | 36 | 047 | Kings | 40.6631 | -74 | 0 |  | NG | GAS |  | 0.13788 | 94 | 1 | [6 empty] | 1236667.755 | 898664.144 | 1236667.755 | 898664.144 | 113532 | 59343 | 6.285 | 4.313 | 0.372 | 73492.857 | 2749.652 | 274.965 | 73564.348 | -- | 0.111 | 0.145 | 0.007 | 1294.663 | 0.024 | 0.002 | 1295.923 | -- | 0.01 | 0.01 | 0.001 | 118.856 | -- | 0.111 | 0.145 | 0.007 | 1294.663 | 0.024 | 0.002 | -- | 6.285 | 4.313 | 0.372 | 73492.857 | 2749.652 | 274.965 | -- | 1236667.755 | 898664.144 | 1236667.755 | 898664.144 | EPA/CAMD | EPA/CAMD | EPA/CAMD | EPA/CAMD | EIA | EIA | n/a | EPA/CAMD | EPA/CAMD | 10892.6801 | 0 | 0 | 113532 | 0 | 0 | 0 | 0 | 0 | 0 | 0 | 0 | 113532 | 0 | 0 | 113532 | 0 | 0 | 0 | 100 | 0 | 0 | 0 | 0 | 0 | 0 | 0 | 0 | 100 | 0 | 0 | 100 | 0
6858 | NY | 59th Street | OP | 2503 | Consolidated Edison Co-NY Inc | 4226 | Consolidated Edison Co-NY Inc | 4226 | New York Independent System Operator | NYIS | NPCC | NYCW | NPCC NYC/Westchester | NYISO | 36 | 061 | New York | 40.7713 | -73.9912 | 0 |  | KER | GAS |  | 0.00038 | 17.1 | 1 | [6 empty] | 1807 | 1320 | 1807 | 1320 | 57 | 30 | 0.316 | 0.24 | 0 | 149.789 | 2.24 | 0.224 | 149.847 | -- | 11.088 | 16 | 0 | 5255.754 | 0.039 | 0.004 | 5257.798 | -- | 0.35 | 0.364 | 0 | 165.787 | -- | 11.088 | 16 | 0 | 5255.754 | 0.039 | 0.004 | -- | 0.316 | 0.24 | 0 | 149.789 | 2.24 | 0.224 | -- | 1807 | 1320 | 1807 | 1320 | EPA/CAMD; EIA | EPA/CAMD | EIA | EIA | EIA | EIA | n/a | EPA/CAMD; EIA | EPA/CAMD | 31701.7544 | 0 | 0 | 57 | 0 | 0 | 0 | 0 | 0 | 0 | 0 | 0 | 57 | 0 | 0 | 57 | 0 | 0 | 0 | 100 | 0 | 0 | 0 | 0 | 0 | 0 | 0 | 0 | 100 | 0 | 0 | 100 | 0
6859 | NY | 74th Street | OP | 2504 | Consolidated Edison Co-NY Inc | 4226 | Consolidated Edison Co-NY Inc | 4226 | New York Independent System Operator | NYIS | NPCC | NYCW | NPCC NYC/Westchester | NYISO | 36 | 061 | New York | 40.768 | -73.9515 | 0 |  | KER | OIL |  | 0.00161 | 37 | 1 | [6 empty] | 11233 | 6244 | 11233 | 6244 | 521 | 164 | 3.871 | 1.68 | 1.838 | 931.146 | 48.142 | 9.628 | 933.144 | -- | 14.86 | 20.488 | 7.056 | 3574.457 | 0.092 | 0.018 | 3582.126 | -- | 0.689 | 0.538 | 0.327 | 165.788 | -- | 14.86 | 20.488 | 7.056 | 3574.457 | 0.092 | 0.018 | -- | 3.871 | 1.68 | 1.838 | 931.146 | 48.142 | 9.628 | -- | 11233 | 6244 | 11233 | 6244 | EPA/CAMD; EIA | EPA/CAMD | EIA | EIA | EIA | EIA | n/a | EPA/CAMD; EIA | EPA/CAMD | 21560.4607 | 0 | 521 | 0 | 0 | 0 | 0 | 0 | 0 | 0 | 0 | 0 | 521 | 0 | 0 | 521 | 0 | 0 | 100 | 0 | 0 | 0 | 0 | 0 | 0 | 0 | 0 | 0 | 100 | 0 | 0 | 100 | 0
6860 | NY | AG - Energy | OP | 10803 | Niagara Mohawk Power Corp. | 13573 | AG Energy LP | 40052 | New York Independent System Operator | NYIS | NPCC | NYUP | NPCC Upstate NY | NYISO | 36 | 089 | St Lawrence | 44.7258 | -75.4417 | 1 |  | NG | GAS |  |  | 99.3 |  |  | Yes | [17 empty] | -- | [7 empty] | -- |  |  |  |  | -- | [6 empty] | -- | [6 empty] | -- | [10 empty] | n/a
6861 | NY | Al Turi | OP | 10549 | Orange & Rockland Utils Inc | 14154 | Ameresco LFG I Inc | 463 | New York Independent System Operator | NYIS | NPCC | NYUP | NPCC Upstate NY | NYISO | 36 | 071 | Orange | 41.4043 | -74.3767 | 0 |  | LFG | BIOMASS |  | 0.33814 | 2.4 | 0.76977 | Yes | [5 empty] | 95318.001 | 41586 | 95318.001 | 41586 | 7109.001 | 3102 | 81.375 | 35.501 | 1.597 | 0.001 | 0 | 0 | 0.001 | -- | 22.893 | 22.889 | 0.449 | 0 | 0 | 0 | 0 | -- | 1.707 | 1.707 | 0.034 | 0 | -- | 22.893 | 22.889 | 0.449 | 0 | 0 | 0 | -- | 84.072 | 36.678 | 2.145 | 6052.674 | 221.71 | 22.171 | -- | 95318.001 | 41586 | 95318.001 | 41586 | EIA | EIA | EIA | EIA | EIA | EIA | n/a | EIA | EIA | 13408.0744 | 0 | 0 | 0 | 0 | 0 | 7109 | 0 | 0 | 0 | 0 | 0 | 0 | 7109 | 7109 | 7109 | 0 | 0 | 0 | 0 | 0 | 0 | 100 | 0 | 0 | 0 | 0 | 0 | 0 | 100 | 100 | 100 | 0
6862 | NY | Albany Medical Ctr Cogen Plant | OP | 59453 | Niagara Mohawk Power Corp. | 13573 | Albany Medical Center | 59219 | New York Independent System Operator | NYIS | NPCC | NYUP | NPCC Upstate NY | NYISO | 36 | 001 | Albany | 42.655 | -73.7777 | 0 |  | NG | GAS |  | 0.80117 | 4.6 | 0 |  | Yes | 275321.6 | 0.4 | 0.34794 |  | 187185.897 | 97841.8515 | 187185.897 | 97841.851 | 32284 | 16875 | 29.078 | 15.199 | 0.299 | 10939.991 | 412.675 | 41.267 | 10950.721 | -- | 1.801 | 1.801 | 0.019 | 677.735 | 0.013 | 0.001 | 678.399 | -- | 0.311 | 0.311 | 0.003 | 116.889 | -- | 1.801 | 1.801 | 0.019 | 677.735 | 0.013 | 0.001 | -- | 83.57 | 43.682 | 0.86 | 31441.929 | 1186.042 | 118.604 | -- | 537979 | 281201 | 537979 | 281201 | EIA | EIA | EIA | EIA | EIA | EIA | n/a | EIA | EIA | 5798.1011 | 0 | 0 | 32284 | 0 | 0 | 0 | 0 | 0 | 0 | 0 | 0 | 32284 | 0 | 0 | 32284 | 0 | 0 | 0 | 100 | 0 | 0 | 0 | 0 | 0 | 0 | 0 | 0 | 100 | 0 | 0 | 100 | 0
6863 | NY | Alice Falls Hydro Project | OA | 54391 | New York State Elec & Gas Corp | 13511 | Alice Falls Hydro, LLC | 326 | New York Independent System Operator | NYIS | NPCC | NYUP | NPCC Upstate NY | NYISO | 36 | 019 | Clinton | 44.5192 | -73.4648 | 0 |  | WAT | HYDRO |  | 0.0062 | 2.1 | [9 empty] | 1053 | 436 | 114 | 47 |  |  |  | 0 | 0 | 0 | 0 | -- |  |  |  | 0 | 0 | 0 | 0 | -- |  |  |  |  | -- | [6 empty] | -- |  |  |  | 0 | 0 | 0 | -- | 0 | 0 | 1053 | 436 |  |  |  | EIA | EIA | EIA | n/a | EIA | EIA |  | 0 | 0 | 0 | 0 | 114 | 0 | 0 | 0 | 0 | 0 | 0 | 0 | 114 | 0 | 0 | 114 | 0 | 0 | 0 | 0 | 100 | 0 | 0 | 0 | 0 | 0 | 0 | 0 | 100 | 0 | 0 | 100
6864 | NY | Allegany Station No. 133 | OP | 10619 | Rochester Gas & Electric Corp | 16183 | Allegany Generating Station, LLC | 58651 | New York Independent System Operator | NYIS | NPCC | NYUP | NPCC Upstate NY | NYISO | 36 | 003 | Allegany | 42.5027 | -78.0686 | 1 |  | NG | GAS |  | 0.14815 | 67 | 1 | [6 empty] | 732532.546 | 346874.436 | 732532.546 | 346874.436 | 86953 | 41214 | 10.691 | 5.064 | 0.22 | 43533.443 | 1614.244 | 161.424 | 43575.413 | -- | 0.246 | 0.246 | 0.005 | 1001.31 | 0.019 | 0.002 | 1002.275 | -- | 0.029 | 0.029 | 0.001 | 118.857 | -- | 0.246 | 0.246 | 0.005 | 1001.31 | 0.019 | 0.002 | -- | 10.691 | 5.064 | 0.22 | 43533.443 | 1614.244 | 161.424 | -- | 732532.546 | 346874.436 | 732532.546 | 346874.436 | EPA/CAMD | EPA/CAMD | EPA/CAMD | EPA/CAMD | EIA | EIA | n/a | EPA/CAMD | EPA/CAMD |  | 0 | 0 | 86953 | 0 | 0 | 0 | 0 | 0 | 0 | 0 | 0 | 86953 | 0 | 0 | 86953 | 0 | 0 | 0 | 100 | 0 | 0 | 0 | 0 | 0 | 0 | 0 | 0 | 100 | 0 | 0 | 100 | 0
6865 | NY | Allegany Wind Farm | IP | 58779 |  | -9999 | Everpower Wind Holdings Inc | 58672 | New York Independent System Operator | NYIS | NPCC | NYUP | NPCC Upstate NY | NYISO | 36 | 009 | Cattaraugus | 42.0369 | -78.5344 | 0 |  | WND | WIND |  |  | 72.5 | [20 empty] | -- | [7 empty] | -- |  |  |  |  | -- | [6 empty] | -- | [6 empty] | -- | 0 | 0 | [8 empty] | n/a
6866 | NY | Allens Falls | OP | 2540 | Niagara Mohawk Power Corp. | 13573 | Erie Boulevard Hydropower LP | 5914 | New York Independent System Operator | NYIS | NPCC | NYUP | NPCC Upstate NY | NYISO | 36 | 089 | St Lawrence | 44.6603 | -74.8603 | 0 |  | WAT | HYDRO |  | 0.57577 | 4 | [9 empty] | 186255 | 76986 | 20175 | 8339 |  |  |  | 0 | 0 | 0 | 0 | -- |  |  |  | 0 | 0 | 0 | 0 | -- |  |  |  |  | -- | [6 empty] | -- |  |  |  | 0 | 0 | 0 | -- | 0 | 0 | 186255 | 76986 |  |  |  | EIA | EIA | EIA | n/a | EIA | EIA |  | 0 | 0 | 0 | 0 | 20175 | 0 | 0 | 0 | 0 | 0 | 0 | 0 | 20175 | 0 | 0 | 20175 | 0 | 0 | 0 | 0 | 100 | 0 | 0 | 0 | 0 | 0 | 0 | 0 | 100 | 0 | 0 | 100
6867 | NY | Arthur Kill | OP | 2490 | Consolidated Edison Co-NY Inc | 4226 | NRG Arthur Kill Operations Inc | 13192 | New York Independent System Operator | NYIS | NPCC | NYCW | NPCC NYC/Westchester | NYISO | 36 | 085 | Richmond | 40.5916 | -74.2 | 2 | 2 | NG | GAS |  | 0.13962 | 895.5 | 1 | [6 empty] | 12364684.08 | 9015415.826 | 12364684.08 | 9015415.826 | 1095259 | 817715 | 443.294 | 344.277 | 3.708 | 734803.801 | 27432.834 | 2743.283 | 735517.055 | -- | 0.809 | 0.842 | 0.007 | 1341.79 | 0.025 | 0.003 | 1343.092 | -- | 0.072 | 0.076 | 0.001 | 118.855 | -- | 0.809 | 0.842 | 0.007 | 1341.79 | 0.025 | 0.003 | -- | 443.294 | 344.277 | 3.708 | 734803.801 | 27432.834 | 2743.283 | -- | 12364684.08 | 9015415.826 | 12364684.08 | 9015415.826 | EPA/CAMD; EIA | EPA/CAMD | EPA/CAMD; EIA | EPA/CAMD; EIA | EIA | EIA | n/a | EPA/CAMD; EIA | EPA/CAMD | 11289.2787 | 0 | 0 | 1095259 | 0 | 0 | 0 | 0 | 0 | 0 | 0 | 0 | 1095259 | 0 | 0 | 1095259 | 0 | 0 | 0 | 100 | 0 | 0 | 0 | 0 | 0 | 0 | 0 | 0 | 100 | 0 | 0 | 100 | 0
6868 | NY | Ashokan | OP | 88 | Central Hudson Gas & Elec Corp | 3249 | New York Power Authority | 15296 | New York Independent System Operator | NYIS | NPCC | NYUP | NPCC Upstate NY | NYISO | 36 | 111 | Ulster | 41.949 | -74.2063 | 0 |  | WAT | HYDRO |  | 0.2699 | 4.6 | [9 empty] | 100408 | 41503 | 10876 | 4495 |  |  |  | 0 | 0 | 0 | 0 | -- |  |  |  | 0 | 0 | 0 | 0 | -- |  |  |  |  | -- | [6 empty] | -- |  |  |  | 0 | 0 | 0 | -- | 0 | 0 | 100408 | 41503 |  |  |  | EIA | EIA | EIA | n/a | EIA | EIA |  | 0 | 0 | 0 | 0 | 10876 | 0 | 0 | 0 | 0 | 0 | 0 | 0 | 10876 | 0 | 0 | 10876 | 0 | 0 | 0 | 0 | 100 | 0 | 0 | 0 | 0 | 0 | 0 | 0 | 100 | 0 | 0 | 100
6869 | NY | Astoria Energy | OP | 55375 | Consolidated Edison Co-NY Inc | 4226 | Astoria Energy II LLC | 56991 | New York Independent System Operator | NYIS | NPCC | NYCW | NPCC NYC/Westchester | NYISO | 36 | 081 | Queens | 40.7813 | -73.8966 | 4 |  | NG | GAS |  | 0.57551 | 1245 | 0.37416 | [6 empty] | 45482918.244 | 20642974.182 | 45482918.244 | 20642974.182 | 6276577 | 2927888 | 161.579 | 69.156 | 13.704 | 2710235.698 | 49348.293 | 5038.879 | 2711534.881 | -- | 0.051 | 0.047 | 0.004 | 863.603 | 0.008 | 0.001 | 864.017 | -- | 0.007 | 0.007 | 0.001 | 119.176 | -- | 0.051 | 0.047 | 0.004 | 863.603 | 0.008 | 0.001 | -- | 161.579 | 69.156 | 13.704 | 2710235.698 | 49348.293 | 5038.879 | -- | 45482918.244 | 20642974.182 | 45482918.244 | 20642974.182 | EPA/CAMD | EPA/CAMD | EPA/CAMD | EPA/CAMD | EIA | EIA | n/a | EPA/CAMD | EPA/CAMD | 7246.4526 | 0 | 41551.356 | 6235025.7 | 0 | 0 | 0 | 0 | 0 | 0 | 0 | 0 | 6276577.056 | 0 | 0 | 6276577.056 | 0 | 0 | 0.66201 | 99.338 | 0 | 0 | 0 | 0 | 0 | 0 | 0 | 0 | 100 | 0 | 0 | 100 | 0
6870 | NY | Astoria Gas Turbine Power | OP | 55243 | Consolidated Edison Co-NY Inc | 4226 | NRG Astoria Gas Turbine Operations Inc | 13582 | New York Independent System Operator | NYIS | NPCC | NYCW | NPCC NYC/Westchester | NYISO | 36 | 081 | Queens | 40.787 | -73.9048 | 0 |  | NG | GAS |  | 0.00825 | 666.1 | 1 | [6 empty] | 721524.2 | 492155 | 721524.2 | 492155 | 48143.999 | 32525.001 | 181.526 | 119.155 | 7.411 | 43184.5 | 1702.01 | 188.845 | 43231.642 | -- | 7.541 | 7.327 | 0.308 | 1793.972 | 0.035 | 0.004 | 1795.931 | -- | 0.503 | 0.484 | 0.021 | 119.704 | -- | 7.541 | 7.327 | 0.308 | 1793.972 | 0.035 | 0.004 | -- | 181.526 | 119.155 | 7.411 | 43184.5 | 1702.01 | 188.845 | -- | 721524.2 | 492155 | 721524.2 | 492155 | EPA/CAMD | EPA/CAMD | EPA/CAMD | EPA/CAMD | EIA | EIA | n/a | EPA/CAMD | EPA/CAMD | 14986.7938 | 0 | 1959.469 | 46184.531 | 0 | 0 | 0 | 0 | 0 | 0 | 0 | 0 | 48144 | 0 | 0 | 48144 | 0 | 0 | 4.07 | 95.93 | 0 | 0 | 0 | 0 | 0 | 0 | 0 | 0 | 100 | 0 | 0 | 100 | 0
6871 | NY | Astoria Generating Station | OP | 8906 | Consolidated Edison Co-NY Inc | 4226 | U S Power Generating Company LLC | 54863 | New York Independent System Operator | NYIS | NPCC | NYCW | NPCC NYC/Westchester | NYISO | 36 | 081 | Queens | 40.7877 | -73.9126 | 4 | 1 | NG | GAS |  | 0.06971 | 1345 | 1 | [6 empty] | 10061195.571 | 6920663.548 | 10061195.571 | 6920663.548 | 821337 | 585281 | 292.691 | 195.854 | 46.717 | 603973.853 | 22887.994 | 2423.142 | 604589.764 | -- | 0.713 | 0.669 | 0.114 | 1470.709 | 0.028 | 0.003 | 1472.209 | -- | 0.058 | 0.057 | 0.009 | 120.06 | -- | 0.713 | 0.669 | 0.114 | 1470.709 | 0.028 | 0.003 | -- | 292.691 | 195.854 | 46.717 | 603973.853 | 22887.994 | 2423.142 | -- | 10061195.571 | 6920663.548 | 10061195.571 | 6920663.548 | EPA/CAMD; EIA | EPA/CAMD | EPA/CAMD; EIA | EPA/CAMD; EIA | EIA | EIA | n/a | EPA/CAMD; EIA | EPA/CAMD | 12249.7776 | 0 | 15781.379 | 805555.62 | 0 | 0 | 0 | 0 | 0 | 0 | 0 | 0 | 821336.999 | 0 | 0 | 821336.999 | 0 | 0 | 1.9214 | 98.0786 | 0 | 0 | 0 | 0 | 0 | 0 | 0 | 0 | 100 | 0 | 0 | 100 | 0
6872 | NY | Athens Generating Company | OP | 55405 | Niagara Mohawk Power Corp. | 13573 | New Athens Generating Company LLC | 32173 | New York Independent System Operator | NYIS | NPCC | NYUP | NPCC Upstate NY | NYISO | 36 | 039 | Greene | 42.2728 | -73.8492 | 3 |  | NG | GAS |  | 0.34259 | 1323 | 0.76234 | [6 empty] | 28069621.826 | 14161479.333 | 28069621.826 | 14161479.333 | 3970483 | 1989796 | 127.433 | 59.528 | 8.421 | 1668142.863 | 63041.903 | 6304.19 | 1669781.952 | -- | 0.064 | 0.06 | 0.004 | 840.272 | 0.016 | 0.002 | 841.098 | -- | 0.009 | 0.008 | 0.001 | 118.858 | -- | 0.064 | 0.06 | 0.004 | 840.272 | 0.016 | 0.002 | -- | 127.433 | 59.528 | 8.421 | 1668142.863 | 63041.903 | 6304.19 | -- | 28069621.826 | 14161479.333 | 28069621.826 | 14161479.333 | EPA/CAMD | EPA/CAMD | EPA/CAMD | EPA/CAMD | EIA | EIA | n/a | EPA/CAMD | EPA/CAMD | 7069.5736 | 0 | 0 | 3970483 | 0 | 0 | 0 | 0 | 0 | 0 | 0 | 0 | 3970483 | 0 | 0 | 3970483 | 0 | 0 | 0 | 100 | 0 | 0 | 0 | 0 | 0 | 0 | 0 | 0 | 100 | 0 | 0 | 100 | 0
6873 | NY | Auburn LFG Energy Facility | OS | 57636 | New York State Elec & Gas Corp | 13511 | City of Auburn, New York | 60545 | New York Independent System Operator | NYIS | NPCC | NYUP | NPCC Upstate NY | NYISO | 36 | 011 | Cayuga | 42.9441 | -76.5939 | 0 |  | LFG | BIOMASS |  | 0.13453 | 3.3 | 1 | Yes | [5 empty] | 35093 | 15310 | 35093 | 15310 | 3889 | 1697 | 21.483 | 9.373 | 0.588 | 0 | 0 | 0 | 0 | -- | 11.048 | 11.046 | 0.303 | 0 | 0 | 0 | 0 | -- | 1.224 | 1.224 | 0.034 | 0 | -- | 11.048 | 11.046 | 0.303 | 0 | 0 | 0 | -- | 22.476 | 9.806 | 0.79 | 2228.398 | 81.626 | 8.163 | -- | 35093 | 15310 | 35093 | 15310 | EIA | EIA | EIA | EIA | EIA | EIA | n/a | EIA | EIA | 9023.6565 | 0 | 0 | 0 | 0 | 0 | 3889 | 0 | 0 | 0 | 0 | 0 | 0 | 3889 | 3889 | 3889 | 0 | 0 | 0 | 0 | 0 | 0 | 100 | 0 | 0 | 0 | 0 | 0 | 0 | 100 | 100 | 100 | 0
6874 | NY | Auburn State Street | SB | 8009 | New York State Elec & Gas Corp | 13511 | New York State Elec & Gas Corp | 13511 | New York Independent System Operator | NYIS | NPCC | NYUP | NPCC Upstate NY | NYISO | 36 | 011 | Cayuga | 42.9278 | -76.5921 | 0 |  | NG | GAS |  | 0.004 | 7 | 1 | [6 empty] | 3002 | 1570 | 3002 | 1570 | 245 | 128 | 0.469 | 0.245 | 0.005 | 175.45 | 6.618 | 0.662 | 175.622 | -- | 3.829 | 3.828 | 0.041 | 1432.245 | 0.027 | 0.003 | 1433.65 | -- | 0.312 | 0.312 | 0.003 | 116.889 | -- | 3.829 | 3.828 | 0.041 | 1432.245 | 0.027 | 0.003 | -- | 0.469 | 0.245 | 0.005 | 175.45 | 6.618 | 0.662 | -- | 3002 | 1570 | 3002 | 1570 | EIA | EIA | EIA | EIA | EIA | EIA | n/a | EIA | EIA | 12253.0612 | 0 | 0 | 245 | 0 | 0 | 0 | 0 | 0 | 0 | 0 | 0 | 245 | 0 | 0 | 245 | 0 | 0 | 0 | 100 | 0 | 0 | 0 | 0 | 0 | 0 | 0 | 0 | 100 | 0 | 0 | 100 | 0
6875 | NY | Baron Winds Farm | L | 60596 | New York State Elec & Gas Corp | 13511 | Everpower Wind Holdings Inc | 58672 | New York Independent System Operator | NYIS | NPCC | NYUP | NPCC Upstate NY | NYISO | 36 | 101 | Steuben | 42.375 | -77.593 | 0 |  | WND | WIND |  |  | 250 | [20 empty] | -- | [7 empty] | -- |  |  |  |  | -- | [6 empty] | -- | [6 empty] | -- | 0 | 0 | [8 empty] | n/a
6876 | NY | Bassett Medical Center | SB | 54863 | New York State Elec & Gas Corp | 13511 | Bassett Healthcare | 1362 | New York Independent System Operator | NYIS | NPCC | NYUP | NPCC Upstate NY | NYISO | 36 | 077 | Otsego | 42.6944 | -74.9242 | 0 |  | DFO | OIL |  | 0.00061 | 5.6 | 1 | [6 empty] | 299.999 | 100 | 299.999 | 100 | 30 | 9 | 0.476 | 0.159 | 0.042 | 24.5 | 1.984 | 0.397 | 24.582 | -- | 31.733 | 35.333 | 2.8 | 1633.333 | 0.066 | 0.013 | 1638.823 | -- | 3.173 | 3.18 | 0.28 | 163.334 | -- | 31.733 | 35.333 | 2.8 | 1633.333 | 0.066 | 0.013 | -- | 0.476 | 0.159 | 0.042 | 24.5 | 1.984 | 0.397 | -- | 299.999 | 100 | 299.999 | 100 | EIA | EIA | EIA | EIA | EIA | EIA | n/a | EIA | EIA | 9999.9667 | 0 | 30 | 0 | 0 | 0 | 0 | 0 | 0 | 0 | 0 | 0 | 30 | 0 | 0 | 30 | 0 | 0 | 100 | 0 | 0 | 0 | 0 | 0 | 0 | 0 | 0 | 0 | 100 | 0 | 0 | 100 | 0
6877 | NY | Batavia Energy | OP | 54593 | Niagara Mohawk Power Corp. | 13573 | Seneca Power Partners LP | 16839 | New York Independent System Operator | NYIS | NPCC | NYUP | NPCC Upstate NY | NYISO | 36 | 037 | Genesee | 42.9828 | -78.1592 | 1 |  | NG | GAS |  | 0.08242 | 67.3 | 1 |  | Yes | 0 |  | 1 |  | 444189.525 | 362488.6 | 444189.525 | 362488.6 | 48591 | 39983 | 24.629 | 19.198 | 0.133 | 26397.075 | 969.563 | 96.964 | 26422.285 | -- | 1.014 | 0.96 | 0.005 | 1086.501 | 0.02 | 0.002 | 1087.538 | -- | 0.111 | 0.106 | 0.001 | 118.855 | -- | 1.014 | 0.96 | 0.005 | 1086.501 | 0.02 | 0.002 | -- | 24.629 | 19.198 | 0.133 | 26397.075 | 969.563 | 96.964 | -- | 444189.525 | 362488.6 | 444189.525 | 362488.6 | EPA/CAMD | EPA/CAMD | EPA/CAMD | EPA/CAMD | EIA | EIA | n/a | EPA/CAMD | EPA/CAMD | 9141.395 | 0 | 0 | 48591 | 0 | 0 | 0 | 0 | 0 | 0 | 0 | 0 | 48591 | 0 | 0 | 48591 | 0 | 0 | 0 | 100 | 0 | 0 | 0 | 0 | 0 | 0 | 0 | 0 | 100 | 0 | 0 | 100 | 0
6878 | NY | Bayswater Peaking Facility | OP | 55699 | Long Island Power Authority | 11171 | Bayswater Peaking Facility LLC | 1268 | New York Independent System Operator | NYIS | NPCC | NYLI | NPCC Long Island | NYISO | 36 | 081 | Queens | 40.6107 | -73.7622 | 0 |  | NG | GAS |  | 0.4274 | 60.5 | 0.62101 | [6 empty] | 2498205.068 | 1465585.173 | 2498205.068 | 1465585.173 | 226511 | 118397 | 12.769 | 7.837 | 0.774 | 150741.288 | 5276.941 | 527.694 | 150878.488 | -- | 0.113 | 0.132 | 0.007 | 1330.984 | 0.023 | 0.002 | 1332.196 | -- | 0.01 | 0.011 | 0.001 | 120.68 | -- | 0.113 | 0.132 | 0.007 | 1330.984 | 0.023 | 0.002 | -- | 12.769 | 7.837 | 0.774 | 150741.288 | 5276.941 | 527.694 | -- | 2498205.068 | 1465585.173 | 2498205.068 | 1465585.173 | EPA/CAMD | EPA/CAMD | EPA/CAMD | EPA/CAMD | EIA | EIA | n/a | EPA/CAMD | EPA/CAMD | 11029.0673 | 0 | 0 | 226511 | 0 | 0 | 0 | 0 | 0 | 0 | 0 | 0 | 226511 | 0 | 0 | 226511 | 0 | 0 | 0 | 100 | 0 | 0 | 0 | 0 | 0 | 0 | 0 | 0 | 100 | 0 | 0 | 100 | 0
6879 | NY | Beardslee | OP | 2543 | Niagara Mohawk Power Corp. | 13573 | Erie Boulevard Hydropower LP | 5914 | New York Independent System Operator | NYIS | NPCC | NYUP | NPCC Upstate NY | NYISO | 36 | 043 | Herkimer | 43.0191 | -74.7413 | 0 |  | WAT | HYDRO |  | 0.25683 | 20 | [9 empty] | 415412 | 171704 | 44997 | 18599 |  |  |  | 0 | 0 | 0 | 0 | -- |  |  |  | 0 | 0 | 0 | 0 | -- |  |  |  |  | -- | [6 empty] | -- |  |  |  | 0 | 0 | 0 | -- | 0 | 0 | 415412 | 171704 |  |  |  | EIA | EIA | EIA | n/a | EIA | EIA |  | 0 | 0 | 0 | 0 | 44997 | 0 | 0 | 0 | 0 | 0 | 0 | 0 | 44997 | 0 | 0 | 44997 | 0 | 0 | 0 | 0 | 100 | 0 | 0 | 0 | 0 | 0 | 0 | 0 | 100 | 0 | 0 | 100
6880 | NY | Beaver Falls, LLC | OP | 10617 | New York Power Authority | 15296 | Lakeside Beaver Falls LLC | 58338 | New York Independent System Operator | NYIS | NPCC | NYUP | NPCC Upstate NY | NYISO | 36 | 049 | Lewis | 43.8861 | -75.4342 | 1 |  | NG | GAS |  | 0.0029 | 107.8 | 1 |  | Yes | 6920 | 1.352 | 0.64318 |  | 16922.3442 | 9110.6225 | 16922.344 | 9110.622 | 2741 | 1496 | 0.285 | 0.182 | 0.005 | 1005.563 | 38.157 | 3.816 | 1006.555 | -- | 0.208 | 0.243 | 0.004 | 733.72 | 0.014 | 0.001 | 734.444 | -- | 0.034 | 0.04 | 0.001 | 118.844 | -- | 0.208 | 0.243 | 0.004 | 733.72 | 0.014 | 0.001 | -- | 0.443 | 0.283 | 0.008 | 1563.431 | 59.326 | 5.933 | -- | 26310.549 | 14165.028 | 26310.549 | 14165.028 | EPA/CAMD | EPA/CAMD | EPA/CAMD | EPA/CAMD | EIA | EIA | n/a | EPA/CAMD | EPA/CAMD | 6173.7848 | 0 | 0 | 2741 | 0 | 0 | 0 | 0 | 0 | 0 | 0 | 0 | 2741 | 0 | 0 | 2741 | 0 | 0 | 0 | 100 | 0 | 0 | 0 | 0 | 0 | 0 | 0 | 0 | 100 | 0 | 0 | 100 | 0
6881 | NY | Beebee Island Hydro Plant | OP | 10531 | Niagara Mohawk Power Corp. | 13573 | Erie Boulevard Hydropower LP | 5914 | New York Independent System Operator | NYIS | NPCC | NYUP | NPCC Upstate NY | NYISO | 36 | 045 | Jefferson | 43.9767 | -75.9072 | 0 |  | WAT | HYDRO |  | 0.53148 | 9 | [9 empty] | 386838 | 159893 | 41902 | 17320 |  |  |  | 0 | 0 | 0 | 0 | -- |  |  |  | 0 | 0 | 0 | 0 | -- |  |  |  |  | -- | [6 empty] | -- |  |  |  | 0 | 0 | 0 | -- | 0 | 0 | 386838 | 159893 |  |  |  | EIA | EIA | EIA | n/a | EIA | EIA |  | 0 | 0 | 0 | 0 | 41902 | 0 | 0 | 0 | 0 | 0 | 0 | 0 | 41902 | 0 | 0 | 41902 | 0 | 0 | 0 | 0 | 100 | 0 | 0 | 0 | 0 | 0 | 0 | 0 | 100 | 0 | 0 | 100
6882 | NY | Belfort | OP | 2544 | Niagara Mohawk Power Corp. | 13573 | Erie Boulevard Hydropower LP | 5914 | New York Independent System Operator | NYIS | NPCC | NYUP | NPCC Upstate NY | NYISO | 36 | 049 | Lewis | 43.9275 | -75.3331 | 0 |  | WAT | HYDRO |  | 0.61861 | 2 | [9 empty] | 100055 | 41356 | 10838 | 4480 |  |  |  | 0 | 0 | 0 | 0 | -- |  |  |  | 0 | 0 | 0 | 0 | -- |  |  |  |  | -- | [6 empty] | -- |  |  |  | 0 | 0 | 0 | -- | 0 | 0 | 100055 | 41356 |  |  |  | EIA | EIA | EIA | n/a | EIA | EIA |  | 0 | 0 | 0 | 0 | 10838 | 0 | 0 | 0 | 0 | 0 | 0 | 0 | 10838 | 0 | 0 | 10838 | 0 | 0 | 0 | 0 | 100 | 0 | 0 | 0 | 0 | 0 | 0 | 0 | 100 | 0 | 0 | 100
6883 | NY | Bennetts Bridge | OP | 2545 | Niagara Mohawk Power Corp. | 13573 | Erie Boulevard Hydropower LP | 5914 | New York Independent System Operator | NYIS | NPCC | NYUP | NPCC Upstate NY | NYISO | 36 | 075 | Oswego | 43.5317 | -75.9531 | 0 |  | WAT | HYDRO |  | 0.27162 | 36 | [9 empty] | 790803 | 326867 | 85659 | 35406 |  |  |  | 0 | 0 | 0 | 0 | -- |  |  |  | 0 | 0 | 0 | 0 | -- |  |  |  |  | -- | [6 empty] | -- |  |  |  | 0 | 0 | 0 | -- | 0 | 0 | 790803 | 326867 |  |  |  | EIA | EIA | EIA | n/a | EIA | EIA |  | 0 | 0 | 0 | 0 | 85659 | 0 | 0 | 0 | 0 | 0 | 0 | 0 | 85659 | 0 | 0 | 85659 | 0 | 0 | 0 | 0 | 100 | 0 | 0 | 0 | 0 | 0 | 0 | 0 | 100 | 0 | 0 | 100
6884 | NY | Bethlehem - East | OP | 60477 | Niagara Mohawk Power Corp. | 13573 | DG Bethlehem Solar, LLC | 60250 | New York Independent System Operator | NYIS | NPCC | NYUP | NPCC Upstate NY | NYISO | 36 | 001 | Albany | 42.539 | -73.8243 | 0 |  | SUN | SOLAR |  | 0.06467 | 1.7 | [9 empty] | 8891 | 4980 | 963 | 539 |  |  |  | 0 | 0 | 0 | 0 | -- |  |  |  | 0 | 0 | 0 | 0 | -- |  |  |  |  | -- | [6 empty] | -- |  |  |  | 0 | 0 | 0 | -- | 0 | 0 | 8891 | 4980 |  |  |  | EIA | EIA | EIA | n/a | EIA | EIA |  | 0 | 0 | 0 | 0 | 0 | 0 | 0 | 963 | 0 | 0 | 0 | 0 | 963 | 963 | 0 | 963 | 0 | 0 | 0 | 0 | 0 | 0 | 0 | 100 | 0 | 0 | 0 | 0 | 100 | 100 | 0 | 100
6885 | NY | Bethlehem - West | OP | 60478 | Niagara Mohawk Power Corp. | 13573 | DG Bethlehem Solar, LLC | 60250 | New York Independent System Operator | NYIS | NPCC | NYUP | NPCC Upstate NY | NYISO | 36 | 001 | Albany | 42.539 | -73.8243 | 0 |  | SUN | SOLAR |  | 0.15171 | 1 | [9 empty] | 12269 | 6873 | 1329 | 744 |  |  |  | 0 | 0 | 0 | 0 | -- |  |  |  | 0 | 0 | 0 | 0 | -- |  |  |  |  | -- | [6 empty] | -- |  |  |  | 0 | 0 | 0 | -- | 0 | 0 | 12269 | 6873 |  |  |  | EIA | EIA | EIA | n/a | EIA | EIA |  | 0 | 0 | 0 | 0 | 0 | 0 | 0 | 1329 | 0 | 0 | 0 | 0 | 1329 | 1329 | 0 | 1329 | 0 | 0 | 0 | 0 | 0 | 0 | 0 | 100 | 0 | 0 | 0 | 0 | 100 | 100 | 0 | 100
6886 | NY | Bethlehem Energy Center (Albany) | OP | 2539 | Niagara Mohawk Power Corp. | 13573 | PSEG Power New York Inc | 14294 | New York Independent System Operator | NYIS | NPCC | NYUP | NPCC Upstate NY | NYISO | 36 | 001 | Albany | 42.5942 | -73.7638 | 7 |  | NG | GAS |  | 0.45927 | 1293.1 | 0.56789 | [6 empty] | 36226827.454 | 16437366.207 | 36226827.454 | 16437366.207 | 5202357 | 2374082 | 129.032 | 57.119 | 10.869 | 2152909.396 | 81099.678 | 8109.968 | 2155017.988 | -- | 0.05 | 0.048 | 0.004 | 827.667 | 0.016 | 0.002 | 828.478 | -- | 0.007 | 0.007 | 0.001 | 118.857 | -- | 0.05 | 0.048 | 0.004 | 827.667 | 0.016 | 0.002 | -- | 129.032 | 57.119 | 10.869 | 2152909.396 | 81099.678 | 8109.968 | -- | 36226827.454 | 16437366.207 | 36226827.454 | 16437366.207 | EPA/CAMD | EPA/CAMD | EPA/CAMD | EPA/CAMD | EIA | EIA | n/a | EPA/CAMD | EPA/CAMD | 6963.5412 | 0 | 0 | 5202357 | 0 | 0 | 0 | 0 | 0 | 0 | 0 | 0 | 5202357 | 0 | 0 | 5202357 | 0 | 0 | 0 | 100 | 0 | 0 | 0 | 0 | 0 | 0 | 0 | 0 | 100 | 0 | 0 | 100 | 0
6887 | NY | Bethpage Energy Center | OP | 50292 | Long Island Power Authority | 11171 | Calpine Eastern Corp | 24457 | New York Independent System Operator | NYIS | NPCC | NYLI | NPCC Long Island | NYISO | 36 | 059 | Nassau | 40.7469 | -73.4994 | 3 |  | NG | GAS |  | 0.37563 | 240 | 0.70729 |  | Yes | 0 |  | 1 |  | 7306213.083 | 3955646.324 | 7306213.083 | 3955646.324 | 789720 | 422596 | 234.771 | 117.153 | 2.193 | 434202.125 | 16366.294 | 1636.629 | 434627.649 | -- | 0.595 | 0.554 | 0.006 | 1099.636 | 0.021 | 0.002 | 1100.713 | -- | 0.064 | 0.059 | 0.001 | 118.858 | -- | 0.595 | 0.554 | 0.006 | 1099.636 | 0.021 | 0.002 | -- | 234.771 | 117.153 | 2.193 | 434202.125 | 16366.294 | 1636.629 | -- | 7306213.083 | 3955646.324 | 7306213.083 | 3955646.324 | EPA/CAMD | EPA/CAMD | EPA/CAMD | EPA/CAMD | EIA | EIA | n/a | EPA/CAMD | EPA/CAMD | 9251.6501 | 0 | 0 | 789720 | 0 | 0 | 0 | 0 | 0 | 0 | 0 | 0 | 789720 | 0 | 0 | 789720 | 0 | 0 | 0 | 100 | 0 | 0 | 0 | 0 | 0 | 0 | 0 | 0 | 100 | 0 | 0 | 100 | 0
6888 | NY | Binghamton Cogen Plant | OP | 55600 | New York State Elec & Gas Corp | 13511 | Wellhead Services Inc | 20323 | New York Independent System Operator | NYIS | NPCC | NYUP | NPCC Upstate NY | NYISO | 36 | 007 | Broome | 42.1072 | -75.9278 | 0 |  | NG | GAS |  | 0.07267 | 47.7 | 1 |  | Yes | 0 |  | 1 |  | 308333.4 | 245223.1 | 308333.4 | 245223.1 | 30366 | 15872 | 15.554 | 11.181 | 0.097 | 18187.9 | 660.122 | 66.012 | 18205.063 | -- | 1.024 | 1.409 | 0.006 | 1197.912 | 0.022 | 0.002 | 1199.043 | -- | 0.101 | 0.091 | 0.001 | 117.976 | -- | 1.024 | 1.409 | 0.006 | 1197.912 | 0.022 | 0.002 | -- | 15.554 | 11.181 | 0.097 | 18187.9 | 660.122 | 66.012 | -- | 308333.4 | 245223.1 | 308333.4 | 245223.1 | EPA/CAMD | EPA/CAMD | EPA/CAMD | EPA/CAMD | EIA | EIA | n/a | EPA/CAMD | EPA/CAMD | 10153.9024 | 0 | 0 | 30366 | 0 | 0 | 0 | 0 | 0 | 0 | 0 | 0 | 30366 | 0 | 0 | 30366 | 0 | 0 | 0 | 100 | 0 | 0 | 0 | 0 | 0 | 0 | 0 | 0 | 100 | 0 | 0 | 100 | 0
6889 | NY | Black Oak Wind Farm | L | 59813 | New York State Elec & Gas Corp | 13511 | Black Oak Wind Farm LLC | 59594 | New York Independent System Operator | NYIS | NPCC | NYUP | NPCC Upstate NY | NYISO | 36 | 109 | Tompkins | 42.4022 | -76.6704 | 0 |  | WND | WIND |  |  | 16.1 | [20 empty] | -- | [7 empty] | -- |  |  |  |  | -- | [6 empty] | -- | [6 empty] | -- | 0 | 0 | [8 empty] | n/a
6890 | NY | Black River | OP | 2546 | Niagara Mohawk Power Corp. | 13573 | Erie Boulevard Hydropower LP | 5914 | New York Independent System Operator | NYIS | NPCC | NYUP | NPCC Upstate NY | NYISO | 36 | 045 | Jefferson | 44.0001 | -75.8132 | 0 |  | WAT | HYDRO |  | 0.44113 | 6 | [9 empty] | 214053 | 88476 | 23186.001 | 9584.001 |  |  |  | 0 | 0 | 0 | 0 | -- |  |  |  | 0 | 0 | 0 | 0 | -- |  |  |  |  | -- | [6 empty] | -- |  |  |  | 0 | 0 | 0 | -- | 0 | 0 | 214053 | 88476 |  |  |  | EIA | EIA | EIA | n/a | EIA | EIA |  | 0 | 0 | 0 | 0 | 23186 | 0 | 0 | 0 | 0 | 0 | 0 | 0 | 23186 | 0 | 0 | 23186 | 0 | 0 | 0 | 0 | 100 | 0 | 0 | 0 | 0 | 0 | 0 | 0 | 100 | 0 | 0 | 100
6891 | NY | Black River Generation, LLC | OP | 10464 | Niagara Mohawk Power Corp. | 13573 | Black River Generation LLC | 1746 | New York Independent System Operator | NYIS | NPCC | NYUP | NPCC Upstate NY | NYISO | 36 | 045 | Jefferson | 44.0365 | -75.772 | 3 | 3 | WDS | BIOMASS |  | 0.63874 | 55.5 | 0.26877 | Yes | [5 empty] | 5735509.114 | 2487656.463 | 5735509.114 | 2487656.463 | 310543 | 135175 | 401.25 | 179.035 | 6.697 | 38937.879 | 393600.026 | 51664.247 | 51078.637 | -- | 2.584 | 2.649 | 0.043 | 250.773 | 1.267 | 0.166 | 328.963 | -- | 0.14 | 0.144 | 0.002 | 13.578 | -- | 2.584 | 2.649 | 0.043 | 250.773 | 1.267 | 0.166 | -- | 401.25 | 179.035 | 6.697 | 615716.812 | 393600.026 | 51664.247 | -- | 5735509.114 | 2487656.463 | 5735509.114 | 2487656.463 | EPA/CAMD | EPA/CAMD | EPA/CAMD | EPA/CAMD | EIA | EIA | n/a | EPA/CAMD | EPA/CAMD | 18469.2914 | 0 | 516.078 | 0 | 0 | 0 | 310026.92 | 0 | 0 | 0 | 0 | 0 | 516.078 | 310026.92 | 310026.92 | 310542.998 | 0 | 0 | 0.16619 | 0 | 0 | 0 | 99.8338 | 0 | 0 | 0 | 0 | 0 | 0.16619 | 99.8338 | 99.8338 | 100 | 0
6892 | NY | Black River Hydro Associates | OP | 10687 | Niagara Mohawk Power Corp. | 13573 | CHI Energy Inc | 34688 | New York Independent System Operator | NYIS | NPCC | NYUP | NPCC Upstate NY | NYISO | 36 | 049 | Lewis | 43.5912 | -75.3442 | 0 |  | WAT | HYDRO |  | 0.16579 | 5.7 | [9 empty] | 76422 | 31587 | 8278 | 3422 |  |  |  | 0 | 0 | 0 | 0 | -- |  |  |  | 0 | 0 | 0 | 0 | -- |  |  |  |  | -- | [6 empty] | -- |  |  |  | 0 | 0 | 0 | -- | 0 | 0 | 76422 | 31587 |  |  |  | EIA | EIA | EIA | n/a | EIA | EIA |  | 0 | 0 | 0 | 0 | 8278 | 0 | 0 | 0 | 0 | 0 | 0 | 0 | 8278 | 0 | 0 | 8278 | 0 | 0 | 0 | 0 | 100 | 0 | 0 | 0 | 0 | 0 | 0 | 0 | 100 | 0 | 0 | 100
6893 | NY | Blake | OP | 2547 | Niagara Mohawk Power Corp. | 13573 | Erie Boulevard Hydropower LP | 5914 | New York Independent System Operator | NYIS | NPCC | NYUP | NPCC Upstate NY | NYISO | 36 | 089 | St Lawrence | 44.5065 | -74.7534 | 0 |  | WAT | HYDRO |  | 0.39215 | 15 | [9 empty] | 475708 | 196627 | 51528 | 21298 |  |  |  | 0 | 0 | 0 | 0 | -- |  |  |  | 0 | 0 | 0 | 0 | -- |  |  |  |  | -- | [6 empty] | -- |  |  |  | 0 | 0 | 0 | -- | 0 | 0 | 475708 | 196627 |  |  |  | EIA | EIA | EIA | n/a | EIA | EIA |  | 0 | 0 | 0 | 0 | 51528 | 0 | 0 | 0 | 0 | 0 | 0 | 0 | 51528 | 0 | 0 | 51528 | 0 | 0 | 0 | 0 | 100 | 0 | 0 | 0 | 0 | 0 | 0 | 0 | 100 | 0 | 0 | 100
6894 | NY | Blenheim Gilboa | OP | 2691 | New York Power Authority | 15296 | New York Power Authority | 15296 | New York Independent System Operator | NYIS | NPCC | NYUP | NPCC Upstate NY | NYISO | 36 | 095 | Schoharie | 42.4423 | -74.4479 | 0 |  | WAT | HYDRO |  | 0 | 1000 | [6 empty] | Yes |  |  | 0 | 0 | -186162 | -83070 |  |  |  | 0 | 0 | 0 | 0 | -- | 0 | 0 | 0 | 0 | 0 | 0 | 0 | -- |  |  |  |  | -- | [6 empty] | -- |  |  |  | 0 | 0 | 0 | -- | 0 | 0 | 0 | 0 |  |  |  | EIA | EIA | EIA | n/a | EIA | EIA |  | 0 | 0 | 0 | 0 | -186162 | 0 | 0 | 0 | 0 | 0 | 0 | 0 | -186162 | 0 | 0 | -186162
6895 | NY | Bowline Generating Station | OP | 2625 | Orange & Rockland Utils Inc | 14154 | NRG New York LLC | 12792 | New York Independent System Operator | NYIS | NPCC | NYUP | NPCC Upstate NY | NYISO | 36 | 087 | Rockland | 41.2044 | -73.9689 | 2 | 2 | NG | GAS |  | 0.07944 | 1992 | 1 | [6 empty] | 14617919.2 | 6999194.375 | 14617919.2 | 6999194.375 | 1386146 | 659108 | 793.585 | 379.093 | 43.392 | 868980.723 | 33334.966 | 3354.189 | 869850.639 | -- | 1.145 | 1.15 | 0.063 | 1253.808 | 0.024 | 0.002 | 1255.064 | -- | 0.109 | 0.108 | 0.006 | 118.893 | -- | 1.145 | 1.15 | 0.063 | 1253.808 | 0.024 | 0.002 | -- | 793.585 | 379.093 | 43.392 | 868980.723 | 33334.966 | 3354.189 | -- | 14617919.2 | 6999194.375 | 14617919.2 | 6999194.375 | EPA/CAMD | EPA/CAMD | EPA/CAMD | EPA/CAMD | EIA | EIA | n/a | EPA/CAMD | EPA/CAMD | 10545.7282 | 0 | 2750.229 | 1383395.8 | 0 | 0 | 0 | 0 | 0 | 0 | 0 | 0 | 1386146.029 | 0 | 0 | 1386146.029 | 0 | 0 | 0.19841 | 99.8016 | 0 | 0 | 0 | 0 | 0 | 0 | 0 | 0 | 100 | 0 | 0 | 100 | 0
6896 | NY | Brentwood | OP | 7912 | Public Service Elec & Gas Co | 15477 | New York Power Authority | 15296 | New York Independent System Operator | NYIS | NPCC | NYLI | NPCC Long Island | NYISO | 36 | 103 | Suffolk | 40.7871 | -73.2934 | 0 |  | NG | GAS |  | 0.12665 | 47 | 1 | [6 empty] | 523263.319 | 307860.492 | 523263.319 | 307860.492 | 52143 | 27255 | 2.615 | 1.518 | 0.157 | 31097.724 | 1216.485 | 121.649 | 31129.353 | -- | 0.1 | 0.111 | 0.006 | 1192.786 | 0.023 | 0.002 | 1193.999 | -- | 0.01 | 0.01 | 0.001 | 118.861 | -- | 0.1 | 0.111 | 0.006 | 1192.786 | 0.023 | 0.002 | -- | 2.615 | 1.518 | 0.157 | 31097.724 | 1216.485 | 121.649 | -- | 523263.319 | 307860.492 | 523263.319 | 307860.492 | EPA/CAMD | EPA/CAMD | EPA/CAMD | EPA/CAMD | EIA | EIA | n/a | EPA/CAMD | EPA/CAMD | 10035.1594 | 0 | 0 | 52143 | 0 | 0 | 0 | 0 | 0 | 0 | 0 | 0 | 52143 | 0 | 0 | 52143 | 0 | 0 | 0 | 100 | 0 | 0 | 0 | 0 | 0 | 0 | 0 | 0 | 100 | 0 | 0 | 100 | 0
6897 | NY | Brentwood Solar | OP | 58785 | Long Island Power Authority | 11171 | CD US Solar MT1 LLC | 58677 | New York Independent System Operator | NYIS | NPCC | NYLI | NPCC Long Island | NYISO | 36 | 103 | Suffolk | 40.7814 | -73.2439 | 0 |  | SUN | SOLAR |  | 0.01358 | 1 | [9 empty] | 1100 | 541 | 119 | 59 |  |  |  | 0 | 0 | 0 | 0 | -- |  |  |  | 0 | 0 | 0 | 0 | -- |  |  |  |  | -- | [6 empty] | -- |  |  |  | 0 | 0 | 0 | -- | 0 | 0 | 1100 | 541 |  |  |  | EIA | EIA | EIA | n/a | EIA | EIA |  | 0 | 0 | 0 | 0 | 0 | 0 | 0 | 119 | 0 | 0 | 0 | 0 | 119 | 119 | 0 | 119 | 0 | 0 | 0 | 0 | 0 | 0 | 0 | 100 | 0 | 0 | 0 | 0 | 100 | 100 | 0 | 100
6898 | NY | Bronx Zoo | SB | 50427 | Consolidated Edison Co-NY Inc | 4226 | New York Zoological Society | 13487 | New York Independent System Operator | NYIS | NPCC | NYCW | NPCC NYC/Westchester | NYISO | 36 | 005 | Bronx | 40.8441 | -73.8769 | 0 |  | NG | GAS |  | 0.69105 | 3.6 | 0.18158 |  | Yes | 121904 | 0.61 | 0.44859 |  | 127920.6843 | 66863.6142 | 127920.684 | 66863.614 | 21793.001 | 11390.999 | 160.947 | 84.127 | 0.204 | 7476.264 | 282.017 | 28.202 | 7483.596 | -- | 14.771 | 14.771 | 0.019 | 686.116 | 0.013 | 0.001 | 686.789 | -- | 2.516 | 2.516 | 0.003 | 116.889 | -- | 14.771 | 14.771 | 0.019 | 686.116 | 0.013 | 0.001 | -- | 358.785 | 187.537 | 0.455 | 16666.158 | 628.675 | 62.868 | -- | 285161.999 | 149053.001 | 285161.999 | 149053.001 | EIA | EIA | EIA | EIA | EIA | EIA | n/a | EIA | EIA | 5869.8061 | 0 | 0 | 21793 | 0 | 0 | 0 | 0 | 0 | 0 | 0 | 0 | 21793 | 0 | 0 | 21793 | 0 | 0 | 0 | 100 | 0 | 0 | 0 | 0 | 0 | 0 | 0 | 0 | 100 | 0 | 0 | 100 | 0
6899 | NY | Brookfield Power Glen Falls Hydro | OP | 56936 | Niagara Mohawk Power Corp. | 13573 | Erie Boulevard Hydropower LP | 5914 | New York Independent System Operator | NYIS | NPCC | NYUP | NPCC Upstate NY | NYISO | 36 | 113 | Warren | 43.3085 | -73.6366 | 0 |  | WAT | HYDRO |  | 0.47457 | 11.8 | [9 empty] | 452874.999 | 187189 | 49054.999 | 20275.999 |  |  |  | 0 | 0 | 0 | 0 | -- |  |  |  | 0 | 0 | 0 | 0 | -- |  |  |  |  | -- | [6 empty] | -- |  |  |  | 0 | 0 | 0 | -- | 0 | 0 | 452874.999 | 187189 |  |  |  | EIA | EIA | EIA | n/a | EIA | EIA |  | 0 | 0 | 0 | 0 | 49055 | 0 | 0 | 0 | 0 | 0 | 0 | 0 | 49055 | 0 | 0 | 49055 | 0 | 0 | 0 | 0 | 100 | 0 | 0 | 0 | 0 | 0 | 0 | 0 | 100 | 0 | 0 | 100
6900 | NY | Brooklyn Navy Yard Cogeneration | OP | 54914 | Consolidated Edison Co-NY Inc | 4226 | Brooklyn Navy Yard Cogen PLP | 2313 | New York Independent System Operator | NYIS | NPCC | NYCW | NPCC NYC/Westchester | NYISO | 36 | 047 | Kings | 40.6994 | -73.9764 | 2 |  | NG | GAS |  | 0.74059 | 322 | 0.099023 |  | Yes | 5997297.6 | 1.189 | 0.61317 |  | 12089487.6995 | 4919006.3357 | 12089487.699 | 4919006.336 | 2088987 | 879410 | 45.753 | 17.321 | 3.643 | 720326.903 | 27125.374 | 2769.403 | 721040.977 | -- | 0.044 | 0.039 | 0.003 | 689.642 | 0.013 | 0.001 | 690.326 | -- | 0.008 | 0.007 | 0.001 | 119.166 | -- | 0.044 | 0.039 | 0.003 | 689.642 | 0.013 | 0.001 | -- | 74.618 | 28.248 | 5.942 | 1174764.728 | 44238.155 | 4516.557 | -- | 19716469.948 | 8022295.32 | 19716469.948 | 8022295.32 | EPA/CAMD | EPA/CAMD | EPA/CAMD | EPA/CAMD | EIA | EIA | n/a | EPA/CAMD | EPA/CAMD | 5787.2489 | 0 | 14083.416 | 2074903.58 | 0 | 0 | 0 | 0 | 0 | 0 | 0 | 0 | 2088986.996 | 0 | 0 | 2088986.996 | 0 | 0 | 0.67417 | 99.3258 | 0 | 0 | 0 | 0 | 0 | 0 | 0 | 0 | 100 | 0 | 0 | 100 | 0
6901 | NY | Broome County | TS | 60507 | New York State Elec & Gas Corp | 13511 | Tesla Inc. | 60947 | New York Independent System Operator | NYIS | NPCC | NYUP | NPCC Upstate NY | NYISO | 36 | 007 | Broome | 42.1047 | -75.9307 | 0 |  | SUN | SOLAR |  |  | 4 | [20 empty] | -- | [7 empty] | -- |  |  |  |  | -- | [6 empty] | -- | [6 empty] | -- | 0 | 0 | [8 empty] | n/a
6902 | NY | Browns Falls | OP | 2548 | Niagara Mohawk Power Corp. | 13573 | Erie Boulevard Hydropower LP | 5914 | New York Independent System Operator | NYIS | NPCC | NYUP | NPCC Upstate NY | NYISO | 36 | 089 | St Lawrence | 44.2114 | -75.0594 | 0 |  | WAT | HYDRO |  | 0.3114 | 16 | [9 empty] | 402940 | 166548 | 43646 | 18040 |  |  |  | 0 | 0 | 0 | 0 | -- |  |  |  | 0 | 0 | 0 | 0 | -- |  |  |  |  | -- | [6 empty] | -- |  |  |  | 0 | 0 | 0 | -- | 0 | 0 | 402940 | 166548 |  |  |  | EIA | EIA | EIA | n/a | EIA | EIA |  | 0 | 0 | 0 | 0 | 43646 | 0 | 0 | 0 | 0 | 0 | 0 | 0 | 43646 | 0 | 0 | 43646 | 0 | 0 | 0 | 0 | 100 | 0 | 0 | 0 | 0 | 0 | 0 | 0 | 100 | 0 | 0 | 100
6903 | NY | Cadyville | OP | 2522 | New York State Elec & Gas Corp | 13511 | New York State Elec & Gas Corp | 13511 | New York Independent System Operator | NYIS | NPCC | NYUP | NPCC Upstate NY | NYISO | 36 | 019 | Clinton | 44.695 | -73.6219 | 0 |  | WAT | HYDRO |  | 0.49689 | 5.5 | [9 empty] | 221013.999 | 91353.001 | 23940.001 | 9895 |  |  |  | 0 | 0 | 0 | 0 | -- |  |  |  | 0 | 0 | 0 | 0 | -- |  |  |  |  | -- | [6 empty] | -- |  |  |  | 0 | 0 | 0 | -- | 0 | 0 | 221013.999 | 91353.001 |  |  |  | EIA | EIA | EIA | n/a | EIA | EIA |  | 0 | 0 | 0 | 0 | 23940 | 0 | 0 | 0 | 0 | 0 | 0 | 0 | 23940 | 0 | 0 | 23940 | 0 | 0 | 0 | 0 | 100 | 0 | 0 | 0 | 0 | 0 | 0 | 0 | 100 | 0 | 0 | 100
6904 | NY | Caithness Long Island Energy Center | OP | 56234 | Long Island Power Authority | 11171 | Caithness Long Island, LLC | 49950 | New York Independent System Operator | NYIS | NPCC | NYLI | NPCC Long Island | NYISO | 36 | 103 | Suffolk | 40.8142 | -72.9403 | 1 |  | NG | GAS |  | 0.82835 | 348.9 | 0 | [6 empty] | 17392019.864 | 7746878.439 | 17392019.864 | 7746878.439 | 2531727 | 1116842 | 56.373 | 26.243 | 5.218 | 1033694.976 | 41099.944 | 4111.029 | 1034763.735 | -- | 0.045 | 0.047 | 0.004 | 816.593 | 0.016 | 0.002 | 817.437 | -- | 0.006 | 0.007 | 0.001 | 118.87 | -- | 0.045 | 0.047 | 0.004 | 816.593 | 0.016 | 0.002 | -- | 56.373 | 26.243 | 5.218 | 1033694.976 | 41099.944 | 4111.029 | -- | 17392019.864 | 7746878.439 | 17392019.864 | 7746878.439 | EPA/CAMD | EPA/CAMD | EPA/CAMD | EPA/CAMD | EIA | EIA | n/a | EPA/CAMD | EPA/CAMD | 6869.6269 | 0 | 221.399 | 2531505.6 | 0 | 0 | 0 | 0 | 0 | 0 | 0 | 0 | 2531726.999 | 0 | 0 | 2531726.999 | 0 | 0 | 0.008745 | 99.9913 | 0 | 0 | 0 | 0 | 0 | 0 | 0 | 0 | 100 | 0 | 0 | 100 | 0
6905 | NY | Calverton | OP | 60452 | Public Service Elec & Gas Co | 15477 | WGL Energy Systems, Inc | 57081 | New York Independent System Operator | NYIS | NPCC | NYLI | NPCC Long Island | NYISO | 36 | 103 | Suffolk | 40.9211 | -72.7437 | 0 |  | SUN | SOLAR |  | 0.15109 | 3.9 | [9 empty] | 47655 | 23476 | 5162 | 2543 |  |  |  | 0 | 0 | 0 | 0 | -- |  |  |  | 0 | 0 | 0 | 0 | -- |  |  |  |  | -- | [6 empty] | -- |  |  |  | 0 | 0 | 0 | -- | 0 | 0 | 47655 | 23476 |  |  |  | EIA | EIA | EIA | n/a | EIA | EIA |  | 0 | 0 | 0 | 0 | 0 | 0 | 0 | 5162 | 0 | 0 | 0 | 0 | 5162 | 5162 | 0 | 5162 | 0 | 0 | 0 | 0 | 0 | 0 | 0 | 100 | 0 | 0 | 0 | 0 | 100 | 100 | 0 | 100
6908 | NY | Carr Street Generating Station | OP | 50978 | Niagara Mohawk Power Corp. | 13573 | Carr Street Generating Sta LP | 24202 | New York Independent System Operator | NYIS | NPCC | NYUP | NPCC Upstate NY | NYISO | 36 | 067 | Onondaga | 43.0613 | -76.0824 | 2 |  | NG | GAS |  | 0.16895 | 122.6 | 1 |  | Yes | 0 |  | 1 |  | 1528864.413 | 880770.051 | 1528864.413 | 880770.051 | 181451 | 104201 | 21.545 | 12.108 | 0.459 | 90858.701 | 3493.267 | 349.327 | 90949.526 | -- | 0.237 | 0.232 | 0.005 | 1001.468 | 0.019 | 0.002 | 1002.469 | -- | 0.028 | 0.027 | 0.001 | 118.858 | -- | 0.237 | 0.232 | 0.005 | 1001.468 | 0.019 | 0.002 | -- | 21.545 | 12.108 | 0.459 | 90858.701 | 3493.267 | 349.327 | -- | 1528864.413 | 880770.051 | 1528864.413 | 880770.051 | EPA/CAMD | EPA/CAMD | EPA/CAMD | EPA/CAMD | EIA | EIA | n/a | EPA/CAMD | EPA/CAMD | 8425.7701 | 0 | 0 | 181451 | 0 | 0 | 0 | 0 | 0 | 0 | 0 | 0 | 181451 | 0 | 0 | 181451 | 0 | 0 | 0 | 100 | 0 | 0 | 0 | 0 | 0 | 0 | 0 | 0 | 100 | 0 | 0 | 100 | 0
6909 | NY | Carthage Energy | OP | 10620 | Niagara Mohawk Power Corp. | 13573 | Carthage Energy LLC | 3085 | New York Independent System Operator | NYIS | NPCC | NYUP | NPCC Upstate NY | NYISO | 36 | 045 | Jefferson | 43.9842 | -75.6225 | 1 |  | NG | GAS |  | 0.01887 | 62.9 | 1 | [6 empty] | 94231.027 | 87776.579 | 94231.027 | 87776.579 | 10397 | 9766 | 7.39 | 6.838 | 0.057 | 5629.988 | 231.06 | 23.959 | 5636.128 | -- | 1.422 | 1.4 | 0.011 | 1083.002 | 0.022 | 0.002 | 1084.183 | -- | 0.157 | 0.156 | 0.001 | 119.493 | -- | 1.422 | 1.4 | 0.011 | 1083.002 | 0.022 | 0.002 | -- | 7.39 | 6.838 | 0.057 | 5629.988 | 231.06 | 23.959 | -- | 94231.027 | 87776.579 | 94231.027 | 87776.579 | EPA/CAMD | EPA/CAMD | EPA/CAMD | EPA/CAMD | EIA | EIA | n/a | EPA/CAMD | EPA/CAMD | 9063.2901 | 0 | 144.367 | 10252.633 | 0 | 0 | 0 | 0 | 0 | 0 | 0 | 0 | 10397 | 0 | 0 | 10397 | 0 | 0 | 1.3885 | 98.6115 | 0 | 0 | 0 | 0 | 0 | 0 | 0 | 0 | 100 | 0 | 0 | 100 | 0
6911 | NY | Cassadaga Wind Farm | L | 58777 | Niagara Mohawk Power Corp. | 13573 | Everpower Wind Holdings Inc | 58672 | New York Independent System Operator | NYIS | NPCC | NYUP | NPCC Upstate NY | NYISO | 36 | 013 | Chautauqua | 42.3383 | -79.1956 | 0 |  | WND | WIND |  |  | 126 | [20 empty] | -- | [7 empty] | -- |  |  |  |  | -- | [6 empty] | -- | [6 empty] | -- | 0 | 0 | [8 empty] | n/a
6912 | NY | Castleton Power, LLC | OP | 10190 | Niagara Mohawk Power Corp. | 13573 | Fortistar Castleton Power | 60741 | New York Independent System Operator | NYIS | NPCC | NYUP | NPCC Upstate NY | NYISO | 36 | 083 | Rensselaer | 42.5375 | -73.7433 | 1 |  | NG | GAS |  | 0.41996 | 72 | 0.63339 | [6 empty] | 2364623.594 | 1371602.637 | 2364623.594 | 1371602.637 | 264880 | 153326 | 83.273 | 47.389 | 0.71 | 140538.844 | 5217.773 | 522.365 | 140674.597 | -- | 0.629 | 0.618 | 0.005 | 1061.151 | 0.02 | 0.002 | 1062.176 | -- | 0.07 | 0.069 | 0.001 | 118.868 | -- | 0.629 | 0.618 | 0.005 | 1061.151 | 0.02 | 0.002 | -- | 83.273 | 47.389 | 0.71 | 140538.844 | 5217.773 | 522.365 | -- | 2364623.594 | 1371602.637 | 2364623.594 | 1371602.637 | EPA/CAMD | EPA/CAMD | EPA/CAMD | EPA/CAMD | EIA | EIA | n/a | EPA/CAMD | EPA/CAMD | 8927.1503 | 0 | 104.215 | 264775.789 | 0 | 0 | 0 | 0 | 0 | 0 | 0 | 0 | 264880.004 | 0 | 0 | 264880.004 | 0 | 0 | 0.039344 | 99.9607 | 0 | 0 | 0 | 0 | 0 | 0 | 0 | 0 | 100 | 0 | 0 | 100 | 0
6913 | NY | Cayuga Operating Company, LLC | OP | 2535 | New York State Elec & Gas Corp | 13511 | Cayuga Operating Company, LLC | 22125 | New York Independent System Operator | NYIS | NPCC | NYUP | NPCC Upstate NY | NYISO | 36 | 109 | Tompkins | 42.6028 | -76.6336 | 2 | 2 | BIT | COAL | Yes | 0.20061 | 322.5 | 0.99898 | [6 empty] | 6164049.94 | 4538795.659 | 6164049.94 | 4538795.659 | 566747 | 426087 | 348.522 | 206.161 | 737.334 | 632447.781 | 149834.975 | 21811.715 | 637401.864 | -- | 1.23 | 0.968 | 2.602 | 2231.852 | 0.264 | 0.038 | 2249.335 | -- | 0.113 | 0.091 | 0.239 | 205.205 | -- | 1.23 | 0.968 | 2.602 | 2231.852 | 0.264 | 0.038 | -- | 348.522 | 206.161 | 737.334 | 632447.781 | 149834.975 | 21811.715 | -- | 6164049.94 | 4538795.659 | 6164049.94 | 4538795.659 | EPA/CAMD | EPA/CAMD | EPA/CAMD | EPA/CAMD | EIA | EIA | n/a | EPA/CAMD | EPA/CAMD | 10876.1933 | 562517.61 | 4229.394 | 0 | 0 | 0 | 0 | 0 | 0 | 0 | 0 | 0 | 566747.004 | 0 | 0 | 566747.004 | 0 | 99.2537 | 0.74626 | 0 | 0 | 0 | 0 | 0 | 0 | 0 | 0 | 0 | 100 | 0 | 0 | 100 | 0
6914 | NY | Cedar Creek PV | V | 61376 | Long Island Power Authority | 11171 | AES Distributed Energy | 61012 | New York Independent System Operator | NYIS | NPCC | NYLI | NPCC Long Island | NYISO | 36 | 059 | Nassau | 40.6489 | -73.5067 | 0 |  | SUN | SOLAR |  |  | 1.8 | [20 empty] | -- | [7 empty] | -- |  |  |  |  | -- | [6 empty] | -- | [6 empty] | -- | 0 | 0 | [8 empty] | n/a
6915 | NY | Center Falls | OP | 10853 | Niagara Mohawk Power Corp. | 13573 | Hollingworth & Vose Co | 8736 | New York Independent System Operator | NYIS | NPCC | NYUP | NPCC Upstate NY | NYISO | 36 | 115 | Washington | 43.0967 | -73.4602 | 0 |  | WAT | HYDRO |  | 0.25228 | 1.1 | [9 empty] | 22441.999 | 9274.999 | 2431 | 1005.001 |  |  |  | 0 | 0 | 0 | 0 | -- |  |  |  | 0 | 0 | 0 | 0 | -- |  |  |  |  | -- | [6 empty] | -- |  |  |  | 0 | 0 | 0 | -- | 0 | 0 | 22441.999 | 9274.999 |  |  |  | EIA | EIA | EIA | n/a | EIA | EIA |  | 0 | 0 | 0 | 0 | 2431 | 0 | 0 | 0 | 0 | 0 | 0 | 0 | 2431 | 0 | 0 | 2431 | 0 | 0 | 0 | 0 | 100 | 0 | 0 | 0 | 0 | 0 | 0 | 0 | 100 | 0 | 0 | 100
6916 | NY | Central Hudson High Falls | OP | 579 | Central Hudson Gas & Elec Corp | 3249 | Central Hudson Gas & Elec Corp | 3249 | New York Independent System Operator | NYIS | NPCC | NYUP | NPCC Upstate NY | NYISO | 36 | 111 | Ulster | 41.8288 | -74.1319 | 0 |  | WAT | HYDRO |  | 0.00524 | 3.2 | [9 empty] | 1357 | 561 | 147 | 61 |  |  |  | 0 | 0 | 0 | 0 | -- |  |  |  | 0 | 0 | 0 | 0 | -- |  |  |  |  | -- | [6 empty] | -- |  |  |  | 0 | 0 | 0 | -- | 0 | 0 | 1357 | 561 |  |  |  | EIA | EIA | EIA | n/a | EIA | EIA |  | 0 | 0 | 0 | 0 | 147 | 0 | 0 | 0 | 0 | 0 | 0 | 0 | 147 | 0 | 0 | 147 | 0 | 0 | 0 | 0 | 100 | 0 | 0 | 0 | 0 | 0 | 0 | 0 | 100 | 0 | 0 | 100
6917 | NY | Chaffee Gas Recovery | OP | 56526 | New York State Elec & Gas Corp | 13511 | WM Renewable Energy LLC | 54842 | New York Independent System Operator | NYIS | NPCC | NYUP | NPCC Upstate NY | NYISO | 36 | 029 | Erie | 42.5831 | -78.4864 | 0 |  | LFG | BIOMASS |  | 0.96024 | 6.4 | 0 | Yes | [5 empty] | 656290 | 286331 | 656290 | 286331 | 53835 | 23488 | 448.827 | 195.817 | 10.994 | 0.003 | 0 | 0 | 0.003 | -- | 16.674 | 16.674 | 0.408 | 0 | 0 | 0 | 0 | -- | 1.368 | 1.368 | 0.034 | 0 | -- | 16.674 | 16.674 | 0.408 | 0 | 0 | 0 | -- | 467.4 | 203.92 | 14.768 | 41674.28 | 1526.532 | 152.653 | -- | 656290 | 286331 | 656290 | 286331 | EIA | EIA | EIA | EIA | EIA | EIA | n/a | EIA | EIA | 12190.7681 | 0 | 0 | 0 | 0 | 0 | 53835 | 0 | 0 | 0 | 0 | 0 | 0 | 53835 | 53835 | 53835 | 0 | 0 | 0 | 0 | 0 | 0 | 100 | 0 | 0 | 0 | 0 | 0 | 0 | 100 | 100 | 100 | 0
6918 | NY | Charles P Keller | OP | 2695 | Village of Rockville Centre - (NY) | 16217 | Village of Rockville Centre - (NY) | 16217 | New York Independent System Operator | NYIS | NPCC | NYLI | NPCC Long Island | NYISO | 36 | 059 | Nassau | 40.6583 | -73.6406 | 0 |  | NG | GAS |  | 0.00144 | 33.8 | 1 | [6 empty] | 23870.002 | 10493 | 23870.002 | 10493 | 425.002 | 187 | 33.847 | 14.517 | 1.406 | 1467.219 | 94.684 | 15.777 | 1470.659 | -- | 159.279 | 155.262 | 6.616 | 6904.528 | 0.223 | 0.037 | 6920.714 | -- | 2.836 | 2.767 | 0.118 | 122.934 | -- | 159.28 | 155.263 | 6.616 | 6904.56 | 0.223 | 0.037 | -- | 33.847 | 14.517 | 1.406 | 1467.219 | 94.684 | 15.777 | -- | 23870.002 | 10493 | 23870.002 | 10493 | EIA | EIA | EIA | EIA | EIA | EIA | n/a | EIA | EIA | 56164.7106 | 0 | 169.819 | 255.181 | 0 | 0 | 0 | 0 | 0 | 0 | 0 | 0 | 425 | 0 | 0 | 425 | 0 | 0 | 39.9574 | 60.0426 | 0 | 0 | 0 | 0 | 0 | 0 | 0 | 0 | 100 | 0 | 0 | 100 | 0
6919 | NY | Charles Poletti | RE | 2491 | Consolidated Edison Co-NY Inc | 4226 | New York Power Authority | 15296 | New York Independent System Operator | NYIS | NPCC | NYCW | NPCC NYC/Westchester | NYISO | 36 | 081 | Queens | 40.7764 | -73.9108 | 1 |  | RFO | OIL |  |  | 883 | [20 empty] | -- | [7 empty] | -- |  |  |  |  | -- | [6 empty] | -- | [6 empty] | -- | [10 empty] | n/a
6920 | NY | Chasm | OP | 2550 | Niagara Mohawk Power Corp. | 13573 | Erie Boulevard Hydropower LP | 5914 | New York Independent System Operator | NYIS | NPCC | NYUP | NPCC Upstate NY | NYISO | 36 | 033 | Franklin | 44.7533 | -74.2169 | 0 |  | WAT | HYDRO |  | 0.72218 | 3 | [9 empty] | 175215 | 72423 | 18978.999 | 7845 |  |  |  | 0 | 0 | 0 | 0 | -- |  |  |  | 0 | 0 | 0 | 0 | -- |  |  |  |  | -- | [6 empty] | -- |  |  |  | 0 | 0 | 0 | -- | 0 | 0 | 175215 | 72423 |  |  |  | EIA | EIA | EIA | n/a | EIA | EIA |  | 0 | 0 | 0 | 0 | 18979 | 0 | 0 | 0 | 0 | 0 | 0 | 0 | 18979 | 0 | 0 | 18979 | 0 | 0 | 0 | 0 | 100 | 0 | 0 | 0 | 0 | 0 | 0 | 0 | 100 | 0 | 0 | 100
6921 | NY | Chasm Hydro Partnership | OP | 50315 | New York State Elec & Gas Corp | 13511 | Ampersand Chasm Hydro LLC | 24979 | New York Independent System Operator | NYIS | NPCC | NYUP | NPCC Upstate NY | NYISO | 36 | 033 | Franklin | 44.9318 | -74.1125 | 0 |  | WAT | HYDRO |  | 0.27469 | 1.6 | [9 empty] | 35542 | 14690 | 3850 | 1591 |  |  |  | 0 | 0 | 0 | 0 | -- |  |  |  | 0 | 0 | 0 | 0 | -- |  |  |  |  | -- | [6 empty] | -- |  |  |  | 0 | 0 | 0 | -- | 0 | 0 | 35542 | 14690 |  |  |  | EIA | EIA | EIA | n/a | EIA | EIA |  | 0 | 0 | 0 | 0 | 3850 | 0 | 0 | 0 | 0 | 0 | 0 | 0 | 3850 | 0 | 0 | 3850 | 0 | 0 | 0 | 0 | 100 | 0 | 0 | 0 | 0 | 0 | 0 | 0 | 100 | 0 | 0 | 100
6922 | NY | Chateaugay High Falls Hydro | OP | 50093 | New York State Elec & Gas Corp | 13511 | Triton Power Co | 34689 | New York Independent System Operator | NYIS | NPCC | NYUP | NPCC Upstate NY | NYISO | 36 | 033 | Franklin | 44.9099 | -74.0858 | 0 |  | WAT | HYDRO |  | 0.3469 | 1.7 | [9 empty] | 47692 | 19712 | 5166 | 2135 |  |  |  | 0 | 0 | 0 | 0 | -- |  |  |  | 0 | 0 | 0 | 0 | -- |  |  |  |  | -- | [6 empty] | -- |  |  |  | 0 | 0 | 0 | -- | 0 | 0 | 47692 | 19712 |  |  |  | EIA | EIA | EIA | n/a | EIA | EIA |  | 0 | 0 | 0 | 0 | 5166 | 0 | 0 | 0 | 0 | 0 | 0 | 0 | 5166 | 0 | 0 | 5166 | 0 | 0 | 0 | 0 | 100 | 0 | 0 | 0 | 0 | 0 | 0 | 0 | 100 | 0 | 0 | 100
6923 | NY | Chautauqua LFGTE Facility | OP | 57186 | Niagara Mohawk Power Corp. | 13573 | Innovative Energy Systems Inc | 50158 | New York Independent System Operator | NYIS | NPCC | NYUP | NPCC Upstate NY | NYISO | 36 | 013 | Chautauqua | 42.1989 | -79.3186 | 0 |  | LFG | BIOMASS |  | 0.52201 | 9.6 | 0.46332 | Yes | [5 empty] | 558469.002 | 243652.998 | 558469.002 | 243652.998 | 43899 | 19153.002 | 364.733 | 159.131 | 9.353 | 0 | 0 | 0 | 0 | -- | 16.617 | 16.617 | 0.426 | 0 | 0 | 0 | 0 | -- | 1.306 | 1.306 | 0.033 | 0 | -- | 16.617 | 16.617 | 0.426 | 0 | 0 | 0 | -- | 380.538 | 166.026 | 12.564 | 35462.664 | 1299 | 129.9 | -- | 558469.002 | 243652.998 | 558469.002 | 243652.998 | EIA | EIA | EIA | EIA | EIA | EIA | n/a | EIA | EIA | 12721.6794 | 0 | 0 | 0 | 0 | 0 | 43899 | 0 | 0 | 0 | 0 | 0 | 0 | 43899 | 43899 | 43899 | 0 | 0 | 0 | 0 | 0 | 0 | 100 | 0 | 0 | 0 | 0 | 0 | 0 | 100 | 100 | 100 | 0
6924 | NY | Clarkson Solar | OP | 59623 | Niagara Mohawk Power Corp. | 13573 | Clarkson Solar LLC | 59360 | New York Independent System Operator | NYIS | NPCC | NYUP | NPCC Upstate NY | NYISO | 36 | 089 | St Lawrence | 44.6719 | -74.9494 | 0 |  | SUN | SOLAR |  | 0.15331 | 2 | [9 empty] | 24796 | 12216 | 2686 | 1323 |  |  |  | 0 | 0 | 0 | 0 | -- |  |  |  | 0 | 0 | 0 | 0 | -- |  |  |  |  | -- | [6 empty] | -- |  |  |  | 0 | 0 | 0 | -- | 0 | 0 | 24796 | 12216 |  |  |  | EIA | EIA | EIA | n/a | EIA | EIA |  | 0 | 0 | 0 | 0 | 0 | 0 | 0 | 2686 | 0 | 0 | 0 | 0 | 2686 | 2686 | 0 | 2686 | 0 | 0 | 0 | 0 | 0 | 0 | 0 | 100 | 0 | 0 | 0 | 0 | 100 | 100 | 0 | 100
6925 | NY | Clarkstown Landfill Solar Facility | OP | 60004 | Orange & Rockland Utils Inc | 14154 | Clarkstown Solar LLC | 60790 | New York Independent System Operator | NYIS | NPCC | NYUP | NPCC Upstate NY | NYISO | 36 | 087 | Rockland | 41.1004 | -73.9516 | 0 |  | SUN | SOLAR |  | 0.16256 | 2 | [9 empty] | 26293 | 12953 | 2848 | 1403 |  |  |  | 0 | 0 | 0 | 0 | -- |  |  |  | 0 | 0 | 0 | 0 | -- |  |  |  |  | -- | [6 empty] | -- |  |  |  | 0 | 0 | 0 | -- | 0 | 0 | 26293 | 12953 |  |  |  | EIA | EIA | EIA | n/a | EIA | EIA |  | 0 | 0 | 0 | 0 | 0 | 0 | 0 | 2848 | 0 | 0 | 0 | 0 | 2848 | 2848 | 0 | 2848 | 0 | 0 | 0 | 0 | 0 | 0 | 0 | 100 | 0 | 0 | 0 | 0 | 100 | 100 | 0 | 100
6926 | NY | Clinton LFGTE Facility | OP | 56986 | New York State Elec & Gas Corp | 13511 | Innovative Energy Systems Inc | 50158 | New York Independent System Operator | NYIS | NPCC | NYUP | NPCC Upstate NY | NYISO | 36 | 019 | Clinton | 44.6917 | -73.5944 | 0 |  | LFG | BIOMASS |  | 0.60459 | 6.4 | 0.32568 | Yes | [5 empty] | 360108 | 157110 | 360108 | 157110 | 33896 | 14788 | 297.685 | 129.874 | 6.033 | 0.002 | 0 | 0 | 0.002 | -- | 17.565 | 17.565 | 0.356 | 0 | 0 | 0 | 0 | -- | 1.653 | 1.653 | 0.034 | 0 | -- | 17.565 | 17.565 | 0.356 | 0 | 0 | 0 | -- | 307.876 | 134.32 | 8.104 | 22866.784 | 837.612 | 83.761 | -- | 360108 | 157110 | 360108 | 157110 | EIA | EIA | EIA | EIA | EIA | EIA | n/a | EIA | EIA | 10623.9084 | 0 | 0 | 0 | 0 | 0 | 33896 | 0 | 0 | 0 | 0 | 0 | 0 | 33896 | 33896 | 33896 | 0 | 0 | 0 | 0 | 0 | 0 | 100 | 0 | 0 | 0 | 0 | 0 | 0 | 100 | 100 | 100 | 0
6927 | NY | Cohalan | OP | 58790 | Long Island Power Authority | 11171 | CD US Solar MT1 LLC | 58677 | New York Independent System Operator | NYIS | NPCC | NYLI | NPCC Long Island | NYISO | 36 | 103 | Suffolk | 40.7625 | -73.1944 | 0 |  | SUN | SOLAR |  | 0.14786 | 4 | [9 empty] | 47831 | 23564 | 5181 | 2552 |  |  |  | 0 | 0 | 0 | 0 | -- |  |  |  | 0 | 0 | 0 | 0 | -- |  |  |  |  | -- | [6 empty] | -- |  |  |  | 0 | 0 | 0 | -- | 0 | 0 | 47831 | 23564 |  |  |  | EIA | EIA | EIA | n/a | EIA | EIA |  | 0 | 0 | 0 | 0 | 0 | 0 | 0 | 5181 | 0 | 0 | 0 | 0 | 5181 | 5181 | 0 | 5181 | 0 | 0 | 0 | 0 | 0 | 0 | 0 | 100 | 0 | 0 | 0 | 0 | 100 | 100 | 0 | 100
6928 | NY | Cohocton Wind Project | OP | 56634 | New York State Elec & Gas Corp | 13511 | First Wind O&M, LLC | 59155 | New York Independent System Operator | NYIS | NPCC | NYUP | NPCC Upstate NY | NYISO | 36 | 101 | Steuben | 42.45 | -77.52 | 0 |  | WND | WIND |  | 0.23793 | 87.5 | [9 empty] | 1683705 | 417656 | 182377 | 45240 |  |  |  | 0 | 0 | 0 | 0 | -- |  |  |  | 0 | 0 | 0 | 0 | -- |  |  |  |  | -- | [6 empty] | -- |  |  |  | 0 | 0 | 0 | -- | 0 | 0 | 1683705 | 417656 |  |  |  | EIA | EIA | EIA | n/a | EIA | EIA |  | 0 | 0 | 0 | 0 | 0 | 0 | 182377 | 0 | 0 | 0 | 0 | 0 | 182377 | 182377 | 0 | 182377 | 0 | 0 | 0 | 0 | 0 | 0 | 100 | 0 | 0 | 0 | 0 | 0 | 100 | 100 | 0 | 100
6929 | NY | Colonie LFGTE Facility | OP | 56324 | Niagara Mohawk Power Corp. | 13573 | Innovative Energy Systems Inc | 50158 | New York Independent System Operator | NYIS | NPCC | NYUP | NPCC Upstate NY | NYISO | 36 | 001 | Albany | 42.8033 | -73.7267 | 0 |  | LFG | BIOMASS |  | 0.62254 | 6.4 | 0.29577 | Yes | [5 empty] | 396784 | 173112 | 396784 | 173112 | 34902 | 15227 | 273.591 | 119.365 | 6.646 | 0 | 0 | 0 | 0 | -- | 15.678 | 15.678 | 0.381 | 0 | 0 | 0 | 0 | -- | 1.379 | 1.379 | 0.034 | 0 | -- | 15.678 | 15.678 | 0.381 | 0 | 0 | 0 | -- | 284.82 | 124.264 | 8.928 | 25195.7 | 922.92 | 92.292 | -- | 396784 | 173112 | 396784 | 173112 | EIA | EIA | EIA | EIA | EIA | EIA | n/a | EIA | EIA | 11368.5176 | 0 | 0 | 0 | 0 | 0 | 34902 | 0 | 0 | 0 | 0 | 0 | 0 | 34902 | 34902 | 34902 | 0 | 0 | 0 | 0 | 0 | 0 | 100 | 0 | 0 | 0 | 0 | 0 | 0 | 100 | 100 | 100 | 0
6930 | NY | Colton | OP | 2551 | Niagara Mohawk Power Corp. | 13573 | Erie Boulevard Hydropower LP | 5914 | New York Independent System Operator | NYIS | NPCC | NYUP | NPCC Upstate NY | NYISO | 36 | 089 | St Lawrence | 44.5839 | -74.9583 | 0 |  | WAT | HYDRO |  | 0.5499 | 36 | [9 empty] | 1600976 | 661740 | 173415.999 | 71679 |  |  |  | 0 | 0 | 0 | 0 | -- |  |  |  | 0 | 0 | 0 | 0 | -- |  |  |  |  | -- | [6 empty] | -- |  |  |  | 0 | 0 | 0 | -- | 0 | 0 | 1600976 | 661740 |  |  |  | EIA | EIA | EIA | n/a | EIA | EIA |  | 0 | 0 | 0 | 0 | 173416 | 0 | 0 | 0 | 0 | 0 | 0 | 0 | 173416 | 0 | 0 | 173416 | 0 | 0 | 0 | 0 | 100 | 0 | 0 | 0 | 0 | 0 | 0 | 0 | 100 | 0 | 0 | 100
6931 | NY | Copenhagen Plant | OP | 10545 | Niagara Mohawk Power Corp. | 13573 | CHI Energy Inc | 34688 | New York Independent System Operator | NYIS | NPCC | NYUP | NPCC Upstate NY | NYISO | 36 | 049 | Lewis | 43.8997 | -75.6603 | 0 |  | WAT | HYDRO |  | 0.28075 | 3.3 | [9 empty] | 74925 | 30969 | 8116 | 3355 |  |  |  | 0 | 0 | 0 | 0 | -- |  |  |  | 0 | 0 | 0 | 0 | -- |  |  |  |  | -- | [6 empty] | -- |  |  |  | 0 | 0 | 0 | -- | 0 | 0 | 74925 | 30969 |  |  |  | EIA | EIA | EIA | n/a | EIA | EIA |  | 0 | 0 | 0 | 0 | 8116 | 0 | 0 | 0 | 0 | 0 | 0 | 0 | 8116 | 0 | 0 | 8116 | 0 | 0 | 0 | 0 | 100 | 0 | 0 | 0 | 0 | 0 | 0 | 0 | 100 | 0 | 0 | 100
6932 | NY | Copenhagen Wind Farm | T | 58979 | Niagara Mohawk Power Corp. | 13573 | Copenhagen Wind Farm, LLC | 58840 | New York Independent System Operator | NYIS | NPCC | NYUP | NPCC Upstate NY | NYISO | 36 | 049 | Lewis | 43.9131 | -75.6986 | 0 |  | WND | WIND |  |  | 79.9 | [20 empty] | -- | [7 empty] | -- |  |  |  |  | -- | [6 empty] | -- | [6 empty] | -- | 0 | 0 | [8 empty] | n/a
6933 | NY | Cornell Geneva Solar Farm | OP | 60150 | New York State Elec & Gas Corp | 13511 | Argos Solar LLC | 59942 | New York Independent System Operator | NYIS | NPCC | NYUP | NPCC Upstate NY | NYISO | 36 | 069 | Ontario | 42.866 | -77.031 | 0 |  | SUN | SOLAR |  | 0.16826 | 2 | [9 empty] | 27218 | 13410 | 2948 | 1452 |  |  |  | 0 | 0 | 0 | 0 | -- |  |  |  | 0 | 0 | 0 | 0 | -- |  |  |  |  | -- | [6 empty] | -- |  |  |  | 0 | 0 | 0 | -- | 0 | 0 | 27218 | 13410 |  |  |  | EIA | EIA | EIA | n/a | EIA | EIA |  | 0 | 0 | 0 | 0 | 0 | 0 | 0 | 2948 | 0 | 0 | 0 | 0 | 2948 | 2948 | 0 | 2948 | 0 | 0 | 0 | 0 | 0 | 0 | 0 | 100 | 0 | 0 | 0 | 0 | 100 | 100 | 0 | 100
6934 | NY | Cornell Hydro | OP | 10286 | New York State Elec & Gas Corp | 13511 | Cornell Hydro | 4386 | New York Independent System Operator | NYIS | NPCC | NYUP | NPCC Upstate NY | NYISO | 36 | 109 | Tompkins | 42.4519 | -76.4851 | 0 |  | WAT | HYDRO |  | 0.25787 | 1.9 | [9 empty] | 39625 | 16379 | 4292 | 1774 |  |  |  | 0 | 0 | 0 | 0 | -- |  |  |  | 0 | 0 | 0 | 0 | -- |  |  |  |  | -- | [6 empty] | -- |  |  |  | 0 | 0 | 0 | -- | 0 | 0 | 39625 | 16379 |  |  |  | EIA | EIA | EIA | n/a | EIA | EIA |  | 0 | 0 | 0 | 0 | 4292 | 0 | 0 | 0 | 0 | 0 | 0 | 0 | 4292 | 0 | 0 | 4292 | 0 | 0 | 0 | 0 | 100 | 0 | 0 | 0 | 0 | 0 | 0 | 0 | 100 | 0 | 0 | 100
6935 | NY | Cornell Snyder Road Solar Array | OP | 59470 | New York State Elec & Gas Corp | 13511 | Ulysses Solar, LLC | 59237 | New York Independent System Operator | NYIS | NPCC | NYUP | NPCC Upstate NY | NYISO | 36 | 109 | Tompkins | 42.4975 | -76.46 | 0 |  | SUN | SOLAR |  | 0.14453 | 1.8 | [9 empty] | 21040 | 10365 | 2279 | 1123 |  |  |  | 0 | 0 | 0 | 0 | -- |  |  |  | 0 | 0 | 0 | 0 | -- |  |  |  |  | -- | [6 empty] | -- |  |  |  | 0 | 0 | 0 | -- | 0 | 0 | 21040 | 10365 |  |  |  | EIA | EIA | EIA | n/a | EIA | EIA |  | 0 | 0 | 0 | 0 | 0 | 0 | 0 | 2279 | 0 | 0 | 0 | 0 | 2279 | 2279 | 0 | 2279 | 0 | 0 | 0 | 0 | 0 | 0 | 0 | 100 | 0 | 0 | 0 | 0 | 100 | 100 | 0 | 100
6936 | NY | Cornell University Ithaca Campus | OP | 50368 | New York State Elec & Gas Corp | 13511 | Cornell University | 21508 | New York Independent System Operator | NYIS | NPCC | NYUP | NPCC Upstate NY | NYISO | 36 | 109 | Tompkins | 42.4428 | -76.4764 | 0 |  | NG | GAS |  | 0.75001 | 39.5 | 0.083324 |  | Yes | 1423350.4 | 0.622 | 0.45347 |  | 834109.1512 | 471628.7127 | 834109.151 | 471628.713 | 259517 | 98287 | 115.758 | 1.693 | 0.344 | 48749.116 | 3002.883 | 303.533 | 48827.694 | -- | 0.892 | 0.034 | 0.003 | 375.691 | 0.012 | 0.001 | 376.297 | -- | 0.278 | 0.007 | 0.001 | 116.889 | -- | 0.892 | 0.034 | 0.003 | 375.691 | 0.012 | 0.001 | -- | 255.274 | 3.734 | 0.759 | 107503.157 | 6622.057 | 669.361 | -- | 1839404.971 | 1040051.17 | 1839404.971 | 1040051.17 | EPA/CAMD; EIA | EPA/CAMD | EIA | EIA | EIA | EIA | n/a | EPA/CAMD; EIA | EPA/CAMD | 3214.0829 | 0 | 184.473 | 259332.527 | 0 | 0 | 0 | 0 | 0 | 0 | 0 | 0 | 259517 | 0 | 0 | 259517 | 0 | 0 | 0.071083 | 99.9289 | 0 | 0 | 0 | 0 | 0 | 0 | 0 | 0 | 100 | 0 | 0 | 100 | 0
6937 | NY | Covanta Babylon Inc | OP | 50649 | Long Island Power Authority | 11171 | Covanta Babylon Inc | 4484 | New York Independent System Operator | NYIS | NPCC | NYLI | NPCC Long Island | NYISO | 36 | 103 | Suffolk | 40.7348 | -73.3868 | 2 | 2 | MSW | BIOMASS |  | 0.78151 | 17 | 0.030811 | Yes | Yes | 0 |  | 1 |  | 2375488.718 | 1018829.857 | 2375488.718 | 1018829.857 | 116383 | 50455 | 178.162 | 76.413 | 2.069 | 116566.29 | 167208.117 | 21948.754 | 121724.032 | -- | 3.062 | 3.029 | 0.036 | 2003.15 | 1.437 | 0.189 | 2091.784 | -- | 0.15 | 0.15 | 0.002 | 98.141 | -- | 3.062 | 3.029 | 0.036 | 2003.15 | 1.437 | 0.189 | -- | 178.162 | 76.413 | 2.069 | 237392.145 | 167208.117 | 21948.754 | -- | 2375488.718 | 1018829.857 | 2375488.718 | 1018829.857 | EIA | EIA | EIA | EIA | EIA | EIA | n/a | EIA | EIA | 20410.9597 | 0 | 287.43 | 0 | 0 | 0 | 116095.57 | 0 | 0 | 0 | 0 | 0 | 287.43 | 116095.57 | 116095.57 | 116383 | 0 | 0 | 0.24697 | 0 | 0 | 0 | 99.753 | 0 | 0 | 0 | 0 | 0 | 0.24697 | 99.753 | 99.753 | 100 | 0
6938 | NY | Covanta Hempstead | OP | 10642 | Long Island Power Authority | 11171 | Covanta Hempstead Company | 473 | New York Independent System Operator | NYIS | NPCC | NYLI | NPCC Long Island | NYISO | 36 | 059 | Nassau | 40.7389 | -73.5906 | 3 | 3 | MSW | BIOMASS |  | 0.83193 | 78.6 | 0 | Yes | Yes | 0 |  | 1 |  | 10389759.449 | 4518228.968 | 10389759.449 | 4518228.968 | 572813 | 252905 | 986.555 | 421.653 | 58.889 | 509858.404 | 731272.789 | 95991.684 | 532415.479 | -- | 3.445 | 3.334 | 0.206 | 1780.191 | 1.277 | 0.168 | 1858.95 | -- | 0.19 | 0.187 | 0.011 | 98.146 | -- | 3.445 | 3.334 | 0.206 | 1780.191 | 1.277 | 0.168 | -- | 986.555 | 421.653 | 58.889 | 1038275.423 | 731272.789 | 95991.684 | -- | 10389759.449 | 4518228.968 | 10389759.449 | 4518228.968 | EIA | EIA | EIA | EIA | EIA | EIA | n/a | EIA | EIA | 18138.135 | 0 | 1469.046 | 0 | 0 | 0 | 571343.95 | 0 | 0 | 0 | 0 | 0 | 1469.046 | 571343.95 | 571343.95 | 572812.996 | 0 | 0 | 0.25646 | 0 | 0 | 0 | 99.7435 | 0 | 0 | 0 | 0 | 0 | 0.25646 | 99.7435 | 99.7435 | 100 | 0
6939 | NY | Covanta Niagara | OP | 50472 | Niagara Mohawk Power Corp. | 13573 | Covanta Energy of Niagara LP | 470 | New York Independent System Operator | NYIS | NPCC | NYUP | NPCC Upstate NY | NYISO | 36 | 063 | Niagara | 43.0839 | -79.0056 | 8 | 4 | NG | GAS |  | 0.33635 | 50 | 0.77274 | Yes | Yes | 6202753.6 | 0.081 | 0.097541 |  | 1313468.7639 | 373385.6093 | 1313468.764 | 373385.609 | 147323 | 63375 | 83.081 | 49.975 | 66.018 | 71636.765 | 53854.286 | 7061.93 | 73296.835 | -- | 1.128 | 1.577 | 0.896 | 972.513 | 0.366 | 0.048 | 995.049 | -- | 0.127 | 0.268 | 0.101 | 109.08 | -- | 1.128 | 1.577 | 0.896 | 972.513 | 0.366 | 0.048 | -- | 851.754 | 512.348 | 676.82 | 1131947.812 | 552117.956 | 72399.411 | -- | 13465774.848 | 3827975.727 | 13465774.848 | 3827975.727 | EPA/CAMD; EIA | EPA/CAMD; EIA | EIA | EPA/CAMD; EIA | EIA | EIA | n/a | EPA/CAMD; EIA | EPA/CAMD; EIA | 8915.5717 | 0 | 0 | 16123.112 | 0 | 0 | 131199.888 | 0 | 0 | 0 | 0 | 0 | 16123.112 | 131199.888 | 131199.888 | 147323 | 0 | 0 | 0 | 10.9441 | 0 | 0 | 89.0559 | 0 | 0 | 0 | 0 | 0 | 10.9441 | 89.0559 | 89.0559 | 100 | 0
6940 | NY | CPV Valley Energy Center | V | 56940 | New York Power Authority | 15296 | Diamond Generating Corp- Ops LLC | 56204 | New York Independent System Operator | NYIS | NPCC | NYUP | NPCC Upstate NY | NYISO | 36 | 071 | Orange | 41.4122 | -74.4378 | 2 |  | NG | GAS |  |  | 770.5 | [20 empty] | -- | [7 empty] | -- |  |  |  |  | -- | [6 empty] | -- | [6 empty] | -- | [10 empty] | n/a
6941 | NY | Crescent | OP | 2685 | New York Power Authority | 15296 | New York Power Authority | 15296 | New York Independent System Operator | NYIS | NPCC | NYUP | NPCC Upstate NY | NYISO | 36 | 001 | Albany | 42.8056 | -73.7226 | 0 |  | WAT | HYDRO |  | 0.40312 | 11.6 | [9 empty] | 378171 | 156311 | 40963 | 16931 |  |  |  | 0 | 0 | 0 | 0 | -- |  |  |  | 0 | 0 | 0 | 0 | -- |  |  |  |  | -- | [6 empty] | -- |  |  |  | 0 | 0 | 0 | -- | 0 | 0 | 378171 | 156311 |  |  |  | EIA | EIA | EIA | n/a | EIA | EIA |  | 0 | 0 | 0 | 0 | 40963 | 0 | 0 | 0 | 0 | 0 | 0 | 0 | 40963 | 0 | 0 | 40963 | 0 | 0 | 0 | 0 | 100 | 0 | 0 | 0 | 0 | 0 | 0 | 0 | 100 | 0 | 0 | 100
6942 | NY | Cricket Valley Energy | T | 57185 | Consolidated Edison Co-NY Inc | 4226 | Cricket Valley Energy Center LLC | 56534 | New York Independent System Operator | NYIS | NPCC | NYCW | NPCC NYC/Westchester | NYISO | 36 | 027 | Dutchess | 41.6761 | -73.5811 | 3 |  | NG | GAS |  |  | 1170 | [20 empty] | -- | [7 empty] | -- |  |  |  |  | -- | [6 empty] | -- | [6 empty] | -- | [10 empty] | n/a
6943 | NY | Cummins, Inc | OP | 60453 | Niagara Mohawk Power Corp. | 13573 | WGL Energy Systems, Inc | 57081 | New York Independent System Operator | NYIS | NPCC | NYUP | NPCC Upstate NY | NYISO | 36 | 013 | Chautauqua | 42.0812 | -79.3612 | 0 |  | SUN | SOLAR |  | 0.12226 | 2 | [9 empty] | 19774 | 9741 | 2142 | 1055 |  |  |  | 0 | 0 | 0 | 0 | -- |  |  |  | 0 | 0 | 0 | 0 | -- |  |  |  |  | -- | [6 empty] | -- |  |  |  | 0 | 0 | 0 | -- | 0 | 0 | 19774 | 9741 |  |  |  | EIA | EIA | EIA | n/a | EIA | EIA |  | 0 | 0 | 0 | 0 | 0 | 0 | 0 | 2142 | 0 | 0 | 0 | 0 | 2142 | 2142 | 0 | 2142 | 0 | 0 | 0 | 0 | 0 | 0 | 0 | 100 | 0 | 0 | 0 | 0 | 100 | 100 | 0 | 100
6944 | NY | Curtis Palmer Hydroelectric | OP | 54580 | Niagara Mohawk Power Corp. | 13573 | Palmer Hydroelectric | 24931 | New York Independent System Operator | NYIS | NPCC | NYUP | NPCC Upstate NY | NYISO | 36 | 091 | Saratoga | 43.2469 | -73.8281 | 0 |  | WAT | HYDRO |  | 0.51262 | 59 | [9 empty] | 2445963 | 693562.999 | 264943.998 | 75125.999 |  |  |  | 0 | 0 | 0 | 0 | -- |  |  |  | 0 | 0 | 0 | 0 | -- |  |  |  |  | -- | [6 empty] | -- |  |  |  | 0 | 0 | 0 | -- | 0 | 0 | 2445963 | 693562.999 |  |  |  | EIA | EIA | EIA | n/a | EIA | EIA |  | 0 | 0 | 0 | 0 | 264944 | 0 | 0 | 0 | 0 | 0 | 0 | 0 | 264944 | 0 | 0 | 264944 | 0 | 0 | 0 | 0 | 100 | 0 | 0 | 0 | 0 | 0 | 0 | 0 | 100 | 0 | 0 | 100
6945 | NY | Dahowa Hydro | OP | 50280 | Niagara Mohawk Power Corp. | 13573 | Dahowa Hydro | 4735 | New York Independent System Operator | NYIS | NPCC | NYUP | NPCC Upstate NY | NYISO | 36 | 115 | Washington | 43.1033 | -73.5369 | 0 |  | WAT | HYDRO |  | 0.30431 | 10.5 | [9 empty] | 258402 | 106806 | 27990 | 11569 |  |  |  | 0 | 0 | 0 | 0 | -- |  |  |  | 0 | 0 | 0 | 0 | -- |  |  |  |  | -- | [6 empty] | -- |  |  |  | 0 | 0 | 0 | -- | 0 | 0 | 258402 | 106806 |  |  |  | EIA | EIA | EIA | n/a | EIA | EIA |  | 0 | 0 | 0 | 0 | 27990 | 0 | 0 | 0 | 0 | 0 | 0 | 0 | 27990 | 0 | 0 | 27990 | 0 | 0 | 0 | 0 | 100 | 0 | 0 | 0 | 0 | 0 | 0 | 0 | 100 | 0 | 0 | 100
6946 | NY | DANC LFGTE Facility | OP | 56958 | Niagara Mohawk Power Corp. | 13573 | Innovative Energy Systems Inc | 50158 | New York Independent System Operator | NYIS | NPCC | NYUP | NPCC Upstate NY | NYISO | 36 | 045 | Jefferson | 43.82 | -75.9175 | 0 |  | LFG | BIOMASS |  | 0.53583 | 6.4 | 0.44028 | Yes | [5 empty] | 302929 | 132165 | 302929 | 132165 | 30041 | 13107 | 229.631 | 100.188 | 5.074 | 0 | 0 | 0 | 0 | -- | 15.288 | 15.288 | 0.338 | 0 | 0 | 0 | 0 | -- | 1.516 | 1.516 | 0.034 | 0 | -- | 15.288 | 15.288 | 0.338 | 0 | 0 | 0 | -- | 238.204 | 103.928 | 6.816 | 19235.928 | 704.614 | 70.461 | -- | 302929 | 132165 | 302929 | 132165 | EIA | EIA | EIA | EIA | EIA | EIA | n/a | EIA | EIA | 10083.8521 | 0 | 0 | 0 | 0 | 0 | 30041 | 0 | 0 | 0 | 0 | 0 | 0 | 30041 | 30041 | 30041 | 0 | 0 | 0 | 0 | 0 | 0 | 100 | 0 | 0 | 0 | 0 | 0 | 0 | 100 | 100 | 100 | 0
6947 | NY | Danskammer Generating Station | OP | 2480 | Central Hudson Gas & Elec Corp | 3249 | Danskammer Energy | 58971 | New York Independent System Operator | NYIS | NPCC | NYUP | NPCC Upstate NY | NYISO | 36 | 071 | Orange | 41.5712 | -73.975 | 4 | 4 | NG | GAS |  | 0.00492 | 537.4 | 1 | [6 empty] | 274379.333 | 231364.278 | 274379.333 | 231364.278 | 23177 | 19386 | 11.546 | 9.02 | 12.236 | 16563.941 | 665.554 | 73.981 | 16582.396 | -- | 0.996 | 0.931 | 1.056 | 1429.343 | 0.029 | 0.003 | 1430.936 | -- | 0.084 | 0.078 | 0.089 | 120.738 | -- | 0.996 | 0.931 | 1.056 | 1429.343 | 0.029 | 0.003 | -- | 11.546 | 9.02 | 12.236 | 16563.941 | 665.554 | 73.981 | -- | 274379.333 | 231364.278 | 274379.333 | 231364.278 | EPA/CAMD | EPA/CAMD | EPA/CAMD | EPA/CAMD | EIA | EIA | n/a | EPA/CAMD | EPA/CAMD | 11838.4318 | 0 | 1019.537 | 22157.463 | 0 | 0 | 0 | 0 | 0 | 0 | 0 | 0 | 23177 | 0 | 0 | 23177 | 0 | 0 | 4.3989 | 95.6011 | 0 | 0 | 0 | 0 | 0 | 0 | 0 | 0 | 100 | 0 | 0 | 100 | 0
6948 | NY | Dashville | OP | 2481 | Central Hudson Gas & Elec Corp | 3249 | Central Hudson Gas & Elec Corp | 3249 | New York Independent System Operator | NYIS | NPCC | NYUP | NPCC Upstate NY | NYISO | 36 | 111 | Ulster | 41.8217 | -74.0497 | 0 |  | WAT | HYDRO |  | 0.21649 | 4.8 | [9 empty] | 84038 | 34736 | 9103 | 3763 |  |  |  | 0 | 0 | 0 | 0 | -- |  |  |  | 0 | 0 | 0 | 0 | -- |  |  |  |  | -- | [6 empty] | -- |  |  |  | 0 | 0 | 0 | -- | 0 | 0 | 84038 | 34736 |  |  |  | EIA | EIA | EIA | n/a | EIA | EIA |  | 0 | 0 | 0 | 0 | 9103 | 0 | 0 | 0 | 0 | 0 | 0 | 0 | 9103 | 0 | 0 | 9103 | 0 | 0 | 0 | 0 | 100 | 0 | 0 | 0 | 0 | 0 | 0 | 0 | 100 | 0 | 0 | 100
6949 | NY | Deer Park | OP | 58786 | Long Island Power Authority | 11171 | CD US Solar MT1 LLC | 58677 | New York Independent System Operator | NYIS | NPCC | NYLI | NPCC Long Island | NYISO | 36 | 103 | Suffolk | 40.7608 | -73.1939 | 0 |  | SUN | SOLAR |  | 0.1684 | 2.5 | [9 empty] | 34046 | 16773 | 3688 | 1817 |  |  |  | 0 | 0 | 0 | 0 | -- |  |  |  | 0 | 0 | 0 | 0 | -- |  |  |  |  | -- | [6 empty] | -- |  |  |  | 0 | 0 | 0 | -- | 0 | 0 | 34046 | 16773 |  |  |  | EIA | EIA | EIA | n/a | EIA | EIA |  | 0 | 0 | 0 | 0 | 0 | 0 | 0 | 3688 | 0 | 0 | 0 | 0 | 3688 | 3688 | 0 | 3688 | 0 | 0 | 0 | 0 | 0 | 0 | 0 | 100 | 0 | 0 | 0 | 0 | 100 | 100 | 0 | 100
6950 | NY | Deferiet | OP | 2552 | Niagara Mohawk Power Corp. | 13573 | Erie Boulevard Hydropower LP | 5914 | New York Independent System Operator | NYIS | NPCC | NYUP | NPCC Upstate NY | NYISO | 36 | 045 | Jefferson | 44.0381 | -75.6806 | 0 |  | WAT | HYDRO |  | 0.43033 | 12 | [9 empty] | 417620.001 | 172617 | 45236.001 | 18698.001 |  |  |  | 0 | 0 | 0 | 0 | -- |  |  |  | 0 | 0 | 0 | 0 | -- |  |  |  |  | -- | [6 empty] | -- |  |  |  | 0 | 0 | 0 | -- | 0 | 0 | 417620.001 | 172617 |  |  |  | EIA | EIA | EIA | n/a | EIA | EIA |  | 0 | 0 | 0 | 0 | 45236 | 0 | 0 | 0 | 0 | 0 | 0 | 0 | 45236 | 0 | 0 | 45236 | 0 | 0 | 0 | 0 | 100 | 0 | 0 | 0 | 0 | 0 | 0 | 0 | 100 | 0 | 0 | 100
6951 | NY | Dennison | OP | 58787 | Long Island Power Authority | 11171 | CD US Solar MT1 LLC | 58677 | New York Independent System Operator | NYIS | NPCC | NYLI | NPCC Long Island | NYISO | 36 | 103 | Suffolk | 40.7631 | -73.3236 | 0 |  | SUN | SOLAR |  | 0.13682 | 2 | [9 empty] | 22128 | 10901 | 2397 | 1181 |  |  |  | 0 | 0 | 0 | 0 | -- |  |  |  | 0 | 0 | 0 | 0 | -- |  |  |  |  | -- | [6 empty] | -- |  |  |  | 0 | 0 | 0 | -- | 0 | 0 | 22128 | 10901 |  |  |  | EIA | EIA | EIA | n/a | EIA | EIA |  | 0 | 0 | 0 | 0 | 0 | 0 | 0 | 2397 | 0 | 0 | 0 | 0 | 2397 | 2397 | 0 | 2397 | 0 | 0 | 0 | 0 | 0 | 0 | 0 | 100 | 0 | 0 | 0 | 0 | 100 | 100 | 0 | 100
6952 | NY | Dexter Plant | OP | 10538 | Niagara Mohawk Power Corp. | 13573 | CHI Energy Inc | 34688 | New York Independent System Operator | NYIS | NPCC | NYUP | NPCC Upstate NY | NYISO | 36 | 045 | Jefferson | 44.004 | -76.0413 | 0 |  | WAT | HYDRO |  | 0.55303 | 4.2 | [9 empty] | 187843.001 | 77642 | 20347.001 | 8409.998 |  |  |  | 0 | 0 | 0 | 0 | -- |  |  |  | 0 | 0 | 0 | 0 | -- |  |  |  |  | -- | [6 empty] | -- |  |  |  | 0 | 0 | 0 | -- | 0 | 0 | 187843.001 | 77642 |  |  |  | EIA | EIA | EIA | n/a | EIA | EIA |  | 0 | 0 | 0 | 0 | 20347 | 0 | 0 | 0 | 0 | 0 | 0 | 0 | 20347 | 0 | 0 | 20347 | 0 | 0 | 0 | 0 | 100 | 0 | 0 | 0 | 0 | 0 | 0 | 0 | 100 | 0 | 0 | 100
6953 | NY | Diamond Island Plant | OP | 10540 | Niagara Mohawk Power Corp. | 13573 | CHI Energy Inc | 34688 | New York Independent System Operator | NYIS | NPCC | NYUP | NPCC Upstate NY | NYISO | 36 | 045 | Jefferson | 43.9786 | -75.8861 | 0 |  | WAT | HYDRO |  | 0.5001 | 1.2 | [9 empty] | 48531 | 20058.999 | 5256.999 | 2172.999 |  |  |  | 0 | 0 | 0 | 0 | -- |  |  |  | 0 | 0 | 0 | 0 | -- |  |  |  |  | -- | [6 empty] | -- |  |  |  | 0 | 0 | 0 | -- | 0 | 0 | 48531 | 20058.999 |  |  |  | EIA | EIA | EIA | n/a | EIA | EIA |  | 0 | 0 | 0 | 0 | 5257 | 0 | 0 | 0 | 0 | 0 | 0 | 0 | 5257 | 0 | 0 | 5257 | 0 | 0 | 0 | 0 | 100 | 0 | 0 | 0 | 0 | 0 | 0 | 0 | 100 | 0 | 0 | 100
6954 | NY | Diana Hydroelectric | OP | 10237 | Niagara Mohawk Power Corp. | 13573 | EONY Generation Limited | 60023 | New York Independent System Operator | NYIS | NPCC | NYUP | NPCC Upstate NY | NYISO | 36 | 049 | Lewis | 44.1519 | -75.3217 | 0 |  | WAT | HYDRO |  | 0.27334 | 1.8 | [9 empty] | 39790 | 16446 | 4310 | 1781 |  |  |  | 0 | 0 | 0 | 0 | -- |  |  |  | 0 | 0 | 0 | 0 | -- |  |  |  |  | -- | [6 empty] | -- |  |  |  | 0 | 0 | 0 | -- | 0 | 0 | 39790 | 16446 |  |  |  | EIA | EIA | EIA | n/a | EIA | EIA |  | 0 | 0 | 0 | 0 | 4310 | 0 | 0 | 0 | 0 | 0 | 0 | 0 | 4310 | 0 | 0 | 4310 | 0 | 0 | 0 | 0 | 100 | 0 | 0 | 0 | 0 | 0 | 0 | 0 | 100 | 0 | 0 | 100
6955 | NY | Dolgeville Hydro | OP | 10238 | Niagara Mohawk Power Corp. | 13573 | EONY Generation Limited | 60023 | New York Independent System Operator | NYIS | NPCC | NYUP | NPCC Upstate NY | NYISO | 36 | 043 | Herkimer | 43.0906 | -74.767 | 0 |  | WAT | HYDRO |  | 0.05473 | 5 | [9 empty] | 22130 | 9147 | 2397 | 991 |  |  |  | 0 | 0 | 0 | 0 | -- |  |  |  | 0 | 0 | 0 | 0 | -- |  |  |  |  | -- | [6 empty] | -- |  |  |  | 0 | 0 | 0 | -- | 0 | 0 | 22130 | 9147 |  |  |  | EIA | EIA | EIA | n/a | EIA | EIA |  | 0 | 0 | 0 | 0 | 2397 | 0 | 0 | 0 | 0 | 0 | 0 | 0 | 2397 | 0 | 0 | 2397 | 0 | 0 | 0 | 0 | 100 | 0 | 0 | 0 | 0 | 0 | 0 | 0 | 100 | 0 | 0 | 100
6956 | NY | Dunn Paper | OP | 54878 | Niagara Mohawk Power Corp. | 13573 | Dunn Paper | 32080 | New York Independent System Operator | NYIS | NPCC | NYUP | NPCC Upstate NY | NYISO | 36 | 089 | St Lawrence | 44.3364 | -75.5027 | 0 |  | WAT | HYDRO |  | 0.62489 | 1 | [9 empty] | 50537 | 20889 | 5474 | 2263 |  |  |  | 0 | 0 | 0 | 0 | -- |  |  |  | 0 | 0 | 0 | 0 | -- |  |  |  |  | -- | [6 empty] | -- |  |  |  | 0 | 0 | 0 | -- | 0 | 0 | 50537 | 20889 |  |  |  | EIA | EIA | EIA | n/a | EIA | EIA |  | 0 | 0 | 0 | 0 | 5474 | 0 | 0 | 0 | 0 | 0 | 0 | 0 | 5474 | 0 | 0 | 5474 | 0 | 0 | 0 | 0 | 100 | 0 | 0 | 0 | 0 | 0 | 0 | 0 | 100 | 0 | 0 | 100
6957 | NY | Dutch Hill Wind Project | OP | 56633 | New York State Elec & Gas Corp | 13511 | First Wind O&M, LLC | 59155 | New York Independent System Operator | NYIS | NPCC | NYUP | NPCC Upstate NY | NYISO | 36 | 101 | Steuben | 42.5456 | -77.4967 | 0 |  | WND | WIND |  | 0.22252 | 37.5 | [9 empty] | 674841 | 174798 | 73098 | 18934 |  |  |  | 0 | 0 | 0 | 0 | -- |  |  |  | 0 | 0 | 0 | 0 | -- |  |  |  |  | -- | [6 empty] | -- |  |  |  | 0 | 0 | 0 | -- | 0 | 0 | 674841 | 174798 |  |  |  | EIA | EIA | EIA | n/a | EIA | EIA |  | 0 | 0 | 0 | 0 | 0 | 0 | 73098 | 0 | 0 | 0 | 0 | 0 | 73098 | 73098 | 0 | 73098 | 0 | 0 | 0 | 0 | 0 | 0 | 100 | 0 | 0 | 0 | 0 | 0 | 100 | 100 | 0 | 100
6958 | NY | Dutchess Cnty Resource Recovery Facility | OP | 10305 | Central Hudson Gas & Elec Corp | 3249 | Dutchess County RRA | 12834 | New York Independent System Operator | NYIS | NPCC | NYUP | NPCC Upstate NY | NYISO | 36 | 027 | Dutchess | 41.647 | -73.943 | 0 |  | MSW | BIOMASS |  | 0.46828 | 9.2 | 0.55286 | Yes | Yes | 137808 | 0.935 | 0.55481 |  | 768216.0717 | 336852.474 | 768216.072 | 336852.474 | 37740 | 16548.539 | 207.957 | 90.728 | 70.705 | 38632.172 | 52859.19 | 6936.421 | 40262.339 | -- | 11.021 | 10.965 | 3.747 | 2047.28 | 1.401 | 0.184 | 2133.669 | -- | 0.541 | 0.539 | 0.184 | 100.576 | -- | 11.021 | 10.965 | 3.747 | 2047.28 | 1.401 | 0.184 | -- | 374.825 | 163.53 | 127.44 | 138435.963 | 95274.048 | 12502.29 | -- | 1384642 | 607147 | 1384642 | 607147 | EIA | EIA | EIA | EIA | EIA | EIA | n/a | EIA | EIA | 20355.4868 | 0 | 0 | 960.998 | 0 | 0 | 36779.002 | 0 | 0 | 0 | 0 | 0 | 960.998 | 36779.002 | 36779.002 | 37740 | 0 | 0 | 0 | 2.5464 | 0 | 0 | 97.4536 | 0 | 0 | 0 | 0 | 0 | 2.5464 | 97.4536 | 97.4536 | 100 | 0
6959 | NY | E F Barrett | OP | 2511 | Long Island Power Authority | 11171 | National Grid Generation LLC | 56505 | New York Independent System Operator | NYIS | NPCC | NYLI | NPCC Long Island | NYISO | 36 | 059 | Nassau | 40.6167 | -73.6479 | 2 | 2 | NG | GAS |  | 0.26832 | 687.2 | 0.88613 | [6 empty] | 19819497.1 | 11223363.425 | 19819497.1 | 11223363.425 | 1615263.003 | 909509.996 | 1127.575 | 631.34 | 21.726 | 1179209.65 | 40574.86 | 4122.882 | 1180274.733 | -- | 1.396 | 1.388 | 0.027 | 1460.084 | 0.025 | 0.003 | 1461.403 | -- | 0.114 | 0.113 | 0.002 | 118.995 | -- | 1.396 | 1.388 | 0.027 | 1460.084 | 0.025 | 0.003 | -- | 1127.575 | 631.34 | 21.726 | 1179209.65 | 40574.86 | 4122.882 | -- | 19819497.1 | 11223363.425 | 19819497.1 | 11223363.425 | EPA/CAMD | EPA/CAMD | EPA/CAMD; EIA | EPA/CAMD | EIA | EIA | n/a | EPA/CAMD | EPA/CAMD | 12270.1363 | 0 | 6855.183 | 1608407.81 | 0 | 0 | 0 | 0 | 0 | 0 | 0 | 0 | 1615262.993 | 0 | 0 | 1615262.993 | 0 | 0 | 0.4244 | 99.5756 | 0 | 0 | 0 | 0 | 0 | 0 | 0 | 0 | 100 | 0 | 0 | 100 | 0
6960 | NY | E J West | OP | 6527 | Niagara Mohawk Power Corp. | 13573 | Erie Boulevard Hydropower LP | 5914 | New York Independent System Operator | NYIS | NPCC | NYUP | NPCC Upstate NY | NYISO | 36 | 091 | Saratoga | 43.3189 | -73.9208 | 0 |  | WAT | HYDRO |  | 0.23793 | 22 | [9 empty] | 423316 | 174972 | 45853 | 18953 |  |  |  | 0 | 0 | 0 | 0 | -- |  |  |  | 0 | 0 | 0 | 0 | -- |  |  |  |  | -- | [6 empty] | -- |  |  |  | 0 | 0 | 0 | -- | 0 | 0 | 423316 | 174972 |  |  |  | EIA | EIA | EIA | n/a | EIA | EIA |  | 0 | 0 | 0 | 0 | 45853 | 0 | 0 | 0 | 0 | 0 | 0 | 0 | 45853 | 0 | 0 | 45853 | 0 | 0 | 0 | 0 | 100 | 0 | 0 | 0 | 0 | 0 | 0 | 0 | 100 | 0 | 0 | 100
6961 | NY | Eagle | OP | 2555 | Niagara Mohawk Power Corp. | 13573 | Erie Boulevard Hydropower LP | 5914 | New York Independent System Operator | NYIS | NPCC | NYUP | NPCC Upstate NY | NYISO | 36 | 049 | Lewis | 43.9097 | -75.2008 | 0 |  | WAT | HYDRO |  | 0.56621 | 6 | [9 empty] | 274745 | 113562 | 29760 | 12301 |  |  |  | 0 | 0 | 0 | 0 | -- |  |  |  | 0 | 0 | 0 | 0 | -- |  |  |  |  | -- | [6 empty] | -- |  |  |  | 0 | 0 | 0 | -- | 0 | 0 | 274745 | 113562 |  |  |  | EIA | EIA | EIA | n/a | EIA | EIA |  | 0 | 0 | 0 | 0 | 29760 | 0 | 0 | 0 | 0 | 0 | 0 | 0 | 29760 | 0 | 0 | 29760 | 0 | 0 | 0 | 0 | 100 | 0 | 0 | 0 | 0 | 0 | 0 | 0 | 100 | 0 | 0 | 100
6962 | NY | East Hampton Facility | OP | 2512 | Long Island Power Authority | 11171 | National Grid Generation LLC | 56505 | New York Independent System Operator | NYIS | NPCC | NYLI | NPCC Long Island | NYISO | 36 | 103 | Suffolk | 40.9617 | -72.2103 | 0 |  | DFO | OIL |  | 0.05159 | 27.3 | 1 | [6 empty] | 143790.663 | 139121.247 | 143790.663 | 139121.247 | 12336.999 | 3879 | 40.178 | 38.796 | 36.611 | 11658.293 | 1098.088 | 219.618 | 11703.864 | -- | 6.513 | 20.003 | 5.935 | 1889.972 | 0.089 | 0.018 | 1897.36 | -- | 0.559 | 0.558 | 0.509 | 162.156 | -- | 6.513 | 20.003 | 5.935 | 1889.972 | 0.089 | 0.018 | -- | 40.178 | 38.796 | 36.611 | 11658.293 | 1098.088 | 219.618 | -- | 143790.663 | 139121.247 | 143790.663 | 139121.247 | EPA/CAMD | EPA/CAMD | EIA | EPA/CAMD | EIA | EIA | n/a | EPA/CAMD | EPA/CAMD | 11655.2373 | 0 | 12337 | 0 | 0 | 0 | 0 | 0 | 0 | 0 | 0 | 0 | 12337 | 0 | 0 | 12337 | 0 | 0 | 100 | 0 | 0 | 0 | 0 | 0 | 0 | 0 | 0 | 0 | 100 | 0 | 0 | 100 | 0
6963 | NY | East Norfolk | OP | 2561 | Niagara Mohawk Power Corp. | 13573 | Erie Boulevard Hydropower LP | 5914 | New York Independent System Operator | NYIS | NPCC | NYUP | NPCC Upstate NY | NYISO | 36 | 089 | St Lawrence | 44.7989 | -74.9856 | 0 |  | WAT | HYDRO |  | 0.59072 | 4 | [9 empty] | 191093 | 78985 | 20699 | 8556 |  |  |  | 0 | 0 | 0 | 0 | -- |  |  |  | 0 | 0 | 0 | 0 | -- |  |  |  |  | -- | [6 empty] | -- |  |  |  | 0 | 0 | 0 | -- | 0 | 0 | 191093 | 78985 |  |  |  | EIA | EIA | EIA | n/a | EIA | EIA |  | 0 | 0 | 0 | 0 | 20699 | 0 | 0 | 0 | 0 | 0 | 0 | 0 | 20699 | 0 | 0 | 20699 | 0 | 0 | 0 | 0 | 100 | 0 | 0 | 0 | 0 | 0 | 0 | 0 | 100 | 0 | 0 | 100
6964 | NY | East River | OP | 2493 | Consolidated Edison Co-NY Inc | 4226 | Consolidated Edison Co-NY Inc | 4226 | New York Independent System Operator | NYIS | NPCC | NYCW | NPCC NYC/Westchester | NYISO | 36 | 061 | New York | 40.7281 | -73.9742 | 2 | 2 | NG | GAS |  | 0.49119 | 716.2 | 0.51468 |  | Yes | 7988374.4 | 1.317 | 0.63709 |  | 23667790.5717 | 9864577.4988 | 23667790.572 | 9864577.499 | 3081694 | 1315079 | 495.383 | 216.028 | 43.609 | 1411895.167 | 50169.449 | 5191.567 | 1413226.639 | -- | 0.322 | 0.329 | 0.028 | 916.311 | 0.016 | 0.002 | 917.175 | -- | 0.042 | 0.044 | 0.004 | 119.309 | -- | 0.322 | 0.329 | 0.028 | 916.311 | 0.016 | 0.002 | -- | 777.569 | 339.085 | 68.45 | 2216154.9 | 78747.54 | 8148.846 | -- | 37149705.775 | 15483749.975 | 37149705.775 | 15483749.975 | EPA/CAMD | EPA/CAMD | EPA/CAMD | EPA/CAMD | EIA | EIA | n/a | EPA/CAMD | EPA/CAMD | 7680.1236 | 0 | 28559.917 | 3053134.04 | 0 | 0 | 0 | 0 | 0 | 0 | 0 | 0 | 3081693.957 | 0 | 0 | 3081693.957 | 0 | 0 | 0.92676 | 99.0732 | 0 | 0 | 0 | 0 | 0 | 0 | 0 | 0 | 100 | 0 | 0 | 100 | 0
6965 | NY | Ecogen Wind | IP | 56370 | New York State Elec & Gas Corp | 13511 | Pattern Operators LP | 56545 | New York Independent System Operator | NYIS | NPCC | NYUP | NPCC Upstate NY | NYISO | 36 | 101 | Steuben | 42.5869 | -77.3125 | 0 |  | WND | WIND |  |  | 79.5 | [20 empty] | -- | [7 empty] | -- |  |  |  |  | -- | [6 empty] | -- | [6 empty] | -- | 0 | 0 | [8 empty] | n/a
6966 | NY | Edgewood Energy | OP | 55786 | Long Island Power Authority | 11171 | Edgewood Energy LLC | 56852 | New York Independent System Operator | NYIS | NPCC | NYLI | NPCC Long Island | NYISO | 36 | 103 | Suffolk | 40.7861 | -73.2931 | 0 |  | NG | GAS |  | 0.1199 | 100 | 1 | [6 empty] | 1091093.59 | 727280.165 | 1091093.59 | 727280.165 | 105033 | 54900 | 5.793 | 3.776 | 0.328 | 64841.342 | 2410.867 | 241.087 | 64904.025 | -- | 0.11 | 0.138 | 0.006 | 1234.685 | 0.023 | 0.002 | 1235.879 | -- | 0.011 | 0.01 | 0.001 | 118.856 | -- | 0.11 | 0.138 | 0.006 | 1234.685 | 0.023 | 0.002 | -- | 5.793 | 3.776 | 0.328 | 64841.342 | 2410.867 | 241.087 | -- | 1091093.59 | 727280.165 | 1091093.59 | 727280.165 | EPA/CAMD | EPA/CAMD | EPA/CAMD | EPA/CAMD | EIA | EIA | n/a | EPA/CAMD | EPA/CAMD | 10388.1027 | 0 | 0 | 105033 | 0 | 0 | 0 | 0 | 0 | 0 | 0 | 0 | 105033 | 0 | 0 | 105033 | 0 | 0 | 0 | 100 | 0 | 0 | 0 | 0 | 0 | 0 | 0 | 0 | 100 | 0 | 0 | 100 | 0
6967 | NY | Eel Weir | OP | 2556 | Niagara Mohawk Power Corp. | 13573 | Erie Boulevard Hydropower LP | 5914 | New York Independent System Operator | NYIS | NPCC | NYUP | NPCC Upstate NY | NYISO | 36 | 089 | St Lawrence | 44.6384 | -75.4905 | 0 |  | WAT | HYDRO |  | 0.34922 | 2.5 | [9 empty] | 70606 | 29184 | 7648 | 3161 |  |  |  | 0 | 0 | 0 | 0 | -- |  |  |  | 0 | 0 | 0 | 0 | -- |  |  |  |  | -- | [6 empty] | -- |  |  |  | 0 | 0 | 0 | -- | 0 | 0 | 70606 | 29184 |  |  |  | EIA | EIA | EIA | n/a | EIA | EIA |  | 0 | 0 | 0 | 0 | 7648 | 0 | 0 | 0 | 0 | 0 | 0 | 0 | 7648 | 0 | 0 | 7648 | 0 | 0 | 0 | 0 | 100 | 0 | 0 | 0 | 0 | 0 | 0 | 0 | 100 | 0 | 0 | 100
6968 | NY | Effley | OP | 2557 | Niagara Mohawk Power Corp. | 13573 | Erie Boulevard Hydropower LP | 5914 | New York Independent System Operator | NYIS | NPCC | NYUP | NPCC Upstate NY | NYISO | 36 | 049 | Lewis | 43.9228 | -75.2779 | 0 |  | WAT | HYDRO |  | 0.53356 | 3 | [9 empty] | 129450 | 53505.999 | 14022 | 5796 |  |  |  | 0 | 0 | 0 | 0 | -- |  |  |  | 0 | 0 | 0 | 0 | -- |  |  |  |  | -- | [6 empty] | -- |  |  |  | 0 | 0 | 0 | -- | 0 | 0 | 129450 | 53505.999 |  |  |  | EIA | EIA | EIA | n/a | EIA | EIA |  | 0 | 0 | 0 | 0 | 14022 | 0 | 0 | 0 | 0 | 0 | 0 | 0 | 14022 | 0 | 0 | 14022 | 0 | 0 | 0 | 0 | 100 | 0 | 0 | 0 | 0 | 0 | 0 | 0 | 100 | 0 | 0 | 100
6969 | NY | Elmer | OP | 2559 | Niagara Mohawk Power Corp. | 13573 | Erie Boulevard Hydropower LP | 5914 | New York Independent System Operator | NYIS | NPCC | NYUP | NPCC Upstate NY | NYISO | 36 | 049 | Lewis | 43.9275 | -75.2883 | 0 |  | WAT | HYDRO |  | 0.59207 | 2 | [9 empty] | 95764 | 39583 | 10373 | 4288 |  |  |  | 0 | 0 | 0 | 0 | -- |  |  |  | 0 | 0 | 0 | 0 | -- |  |  |  |  | -- | [6 empty] | -- |  |  |  | 0 | 0 | 0 | -- | 0 | 0 | 95764 | 39583 |  |  |  | EIA | EIA | EIA | n/a | EIA | EIA |  | 0 | 0 | 0 | 0 | 10373 | 0 | 0 | 0 | 0 | 0 | 0 | 0 | 10373 | 0 | 0 | 10373 | 0 | 0 | 0 | 0 | 100 | 0 | 0 | 0 | 0 | 0 | 0 | 0 | 100 | 0 | 0 | 100
6970 | NY | Empire Generating Company LLC | OP | 56259 | Niagara Mohawk Power Corp. | 13573 | Empire Generating Co LLC | 56480 | New York Independent System Operator | NYIS | NPCC | NYUP | NPCC Upstate NY | NYISO | 36 | 083 | Rensselaer | 42.6252 | -73.75 | 2 |  | NG | GAS |  | 0.63902 | 653.7 | 0.2683 |  | Yes | 0 |  | 1 |  | 26554172.964 | 11768111.894 | 26554172.964 | 11768111.894 | 3659284 | 1621347 | 123.977 | 52.882 | 7.966 | 1578073.106 | 58969.04 | 5896.904 | 1579606.301 | -- | 0.068 | 0.065 | 0.004 | 862.504 | 0.016 | 0.002 | 863.342 | -- | 0.009 | 0.009 | 0.001 | 118.857 | -- | 0.068 | 0.065 | 0.004 | 862.504 | 0.016 | 0.002 | -- | 123.977 | 52.882 | 7.966 | 1578073.106 | 58969.04 | 5896.904 | -- | 26554172.964 | 11768111.894 | 26554172.964 | 11768111.894 | EPA/CAMD | EPA/CAMD | EPA/CAMD | EPA/CAMD | EIA | EIA | n/a | EPA/CAMD | EPA/CAMD | 7256.6581 | 0 | 0 | 3659284 | 0 | 0 | 0 | 0 | 0 | 0 | 0 | 0 | 3659284 | 0 | 0 | 3659284 | 0 | 0 | 0 | 100 | 0 | 0 | 0 | 0 | 0 | 0 | 0 | 0 | 100 | 0 | 0 | 100 | 0
6971 | NY | Ephratah | OP | 2560 | Niagara Mohawk Power Corp. | 13573 | Erie Boulevard Hydropower LP | 5914 | New York Independent System Operator | NYIS | NPCC | NYUP | NPCC Upstate NY | NYISO | 36 | 035 | Fulton | 43.0092 | -74.5372 | 0 |  | WAT | HYDRO |  | 0.30965 | 4 | [9 empty] | 100167 | 41403 | 10850 | 4485 |  |  |  | 0 | 0 | 0 | 0 | -- |  |  |  | 0 | 0 | 0 | 0 | -- |  |  |  |  | -- | [6 empty] | -- |  |  |  | 0 | 0 | 0 | -- | 0 | 0 | 100167 | 41403 |  |  |  | EIA | EIA | EIA | n/a | EIA | EIA |  | 0 | 0 | 0 | 0 | 10850 | 0 | 0 | 0 | 0 | 0 | 0 | 0 | 10850 | 0 | 0 | 10850 | 0 | 0 | 0 | 0 | 100 | 0 | 0 | 0 | 0 | 0 | 0 | 0 | 100 | 0 | 0 | 100
6972 | NY | Equus Power I | OP | 56032 | Village of Freeport - (NY) | 6775 | Equus Power I, L.P., | 49845 | New York Independent System Operator | NYIS | NPCC | NYLI | NPCC Long Island | NYISO | 36 | 059 | Nassau | 40.6439 | -73.5683 | 0 |  | NG | GAS |  | 0.11149 | 120 | 1 | [6 empty] | 1237327.35 | 811715.125 | 1237327.35 | 811715.125 | 117198 | 61233 | 7.227 | 4.331 | 0.392 | 73562.4 | 2604.733 | 261.314 | 73630.253 | -- | 0.123 | 0.141 | 0.007 | 1255.352 | 0.022 | 0.002 | 1256.51 | -- | 0.012 | 0.011 | 0.001 | 118.905 | -- | 0.123 | 0.141 | 0.007 | 1255.352 | 0.022 | 0.002 | -- | 7.227 | 4.331 | 0.392 | 73562.4 | 2604.733 | 261.314 | -- | 1237327.35 | 811715.125 | 1237327.35 | 811715.125 | EPA/CAMD | EPA/CAMD | EPA/CAMD | EPA/CAMD | EIA | EIA | n/a | EPA/CAMD | EPA/CAMD | 10557.5809 | 0 | 126.369 | 117071.63 | 0 | 0 | 0 | 0 | 0 | 0 | 0 | 0 | 117197.999 | 0 | 0 | 117197.999 | 0 | 0 | 0.10783 | 99.8922 | 0 | 0 | 0 | 0 | 0 | 0 | 0 | 0 | 100 | 0 | 0 | 100 | 0
6973 | NY | Far Rockaway | RE | 2513 | Long Island Power Authority | 11171 | National Grid Generation LLC | 56505 | New York Independent System Operator | NYIS | NPCC | NYLI | NPCC Long Island | NYISO | 36 | 081 | Queens | 40.6109 | -73.761 | 1 |  | NG | GAS |  |  | 100 | [20 empty] | -- | [7 empty] | -- |  |  |  |  | -- | [6 empty] | -- | [6 empty] | -- | [10 empty] | n/a
6974 | NY | Farmingdale Fuel Cell | P | 61317 | Long Island Power Authority | 11171 | Farmingdale Fuel Cell, LLC | 60953 | New York Independent System Operator | NYIS | NPCC | NYLI | NPCC Long Island | NYISO | 36 | 059 | Nassau | 40.7425 | -73.4136 | 0 |  | NG | GAS |  |  | 1.4 | [20 empty] | -- | [7 empty] | -- |  |  |  |  | -- | [6 empty] | -- | [6 empty] | -- | [10 empty] | n/a
6975 | NY | Feeder Dam Hydro Plant | OP | 10530 | Niagara Mohawk Power Corp. | 13573 | Erie Boulevard Hydropower LP | 5914 | New York Independent System Operator | NYIS | NPCC | NYUP | NPCC Upstate NY | NYISO | 36 | 091 | Saratoga | 43.2899 | -73.6658 | 0 |  | WAT | HYDRO |  | 0.51365 | 5 | [9 empty] | 207702 | 85851 | 22498 | 9299 |  |  |  | 0 | 0 | 0 | 0 | -- |  |  |  | 0 | 0 | 0 | 0 | -- |  |  |  |  | -- | [6 empty] | -- |  |  |  | 0 | 0 | 0 | -- | 0 | 0 | 207702 | 85851 |  |  |  | EIA | EIA | EIA | n/a | EIA | EIA |  | 0 | 0 | 0 | 0 | 22498 | 0 | 0 | 0 | 0 | 0 | 0 | 0 | 22498 | 0 | 0 | 22498 | 0 | 0 | 0 | 0 | 100 | 0 | 0 | 0 | 0 | 0 | 0 | 0 | 100 | 0 | 0 | 100
6976 | NY | Fenner Wind | OP | 55790 | Niagara Mohawk Power Corp. | 13573 | CHI Energy Inc | 34688 | New York Independent System Operator | NYIS | NPCC | NYUP | NPCC Upstate NY | NYISO | 36 | 053 | Madison | 42.989 | -75.7625 | 0 |  | WND | WIND |  | 0.23764 | 30 | [9 empty] | 576548 | 176424 | 62451 | 19110 |  |  |  | 0 | 0 | 0 | 0 | -- |  |  |  | 0 | 0 | 0 | 0 | -- |  |  |  |  | -- | [6 empty] | -- |  |  |  | 0 | 0 | 0 | -- | 0 | 0 | 576548 | 176424 |  |  |  | EIA | EIA | EIA | n/a | EIA | EIA |  | 0 | 0 | 0 | 0 | 0 | 0 | 62451 | 0 | 0 | 0 | 0 | 0 | 62451 | 62451 | 0 | 62451 | 0 | 0 | 0 | 0 | 0 | 0 | 100 | 0 | 0 | 0 | 0 | 0 | 100 | 100 | 0 | 100
6977 | NY | Finch Paper | OP | 10511 | Niagara Mohawk Power Corp. | 13573 | Finch Paper LLC | 56174 | New York Independent System Operator | NYIS | NPCC | NYUP | NPCC Upstate NY | NYISO | 36 | 113 | Warren | 43.3084 | -73.6376 | 5 | 5 | WDS | BIOMASS |  | 0.54513 | 29 | 0.42478 | Yes | Yes | 4562242.4 | 0.104 | 0.12137 |  | 778694.817 | 369711.1845 | 778694.817 | 369711.185 | 138485.82 | 55039 | 19.728 | 8.208 | 7.127 | 13971.449 | 13869.221 | 1990.481 | 14425.6 | -- | 0.285 | 0.298 | 0.103 | 201.774 | 0.1 | 0.014 | 208.333 | -- | 0.051 | 0.044 | 0.018 | 35.884 | -- | 0.285 | 0.298 | 0.103 | 201.774 | 0.1 | 0.014 | -- | 162.544 | 67.628 | 58.725 | 540160.2 | 114273.009 | 16400.216 | -- | 6415919.03 | 3046170.3 | 6415919.03 | 3046170.3 | EIA | EIA | EIA | EIA | EIA | EIA | n/a | EIA | EIA | 5622.9208 | 0 | 0 | 43835.334 | 0 | 0 | 94650.49 | 0 | 0 | 0 | 0 | 0 | 43835.334 | 94650.49 | 94650.49 | 138485.824 | 0 | 0 | 0 | 31.6533 | 0 | 0 | 68.3467 | 0 | 0 | 0 | 0 | 0 | 31.6533 | 68.3467 | 68.3467 | 100 | 0
6978 | NY | Finger Lakes Solar I | OP | 61210 | New York State Elec & Gas Corp | 13511 | Finger Lakes Solar I, LLC | 60833 | New York Independent System Operator | NYIS | NPCC | NYUP | NPCC Upstate NY | NYISO | 36 | 069 | Ontario | 42.814 | -77.0456 | 0 |  | SUN | SOLAR |  | 0.00782 | 2 | [9 empty] | 1265 | 0 | 137 | 0 |  |  |  | 0 | 0 | 0 | 0 | -- |  |  |  | 0 | 0 | 0 | 0 | -- |  |  |  |  | -- | [6 empty] | -- |  |  |  | 0 | 0 | 0 | -- | 0 | 0 | 1265 | 0 |  |  |  | EIA | EIA | EIA | n/a | EIA | EIA |  | 0 | 0 | 0 | 0 | 0 | 0 | 0 | 137 | 0 | 0 | 0 | 0 | 137 | 137 | 0 | 137 | 0 | 0 | 0 | 0 | 0 | 0 | 0 | 100 | 0 | 0 | 0 | 0 | 100 | 100 | 0 | 100
6980 | NY | Five Falls | OP | 2562 | Niagara Mohawk Power Corp. | 13573 | Erie Boulevard Hydropower LP | 5914 | New York Independent System Operator | NYIS | NPCC | NYUP | NPCC Upstate NY | NYISO | 36 | 089 | St Lawrence | 44.5275 | -74.8492 | 0 |  | WAT | HYDRO |  | 0.39919 | 24 | [9 empty] | 774804 | 320254 | 83926 | 34690 |  |  |  | 0 | 0 | 0 | 0 | -- |  |  |  | 0 | 0 | 0 | 0 | -- |  |  |  |  | -- | [6 empty] | -- |  |  |  | 0 | 0 | 0 | -- | 0 | 0 | 774804 | 320254 |  |  |  | EIA | EIA | EIA | n/a | EIA | EIA |  | 0 | 0 | 0 | 0 | 83926 | 0 | 0 | 0 | 0 | 0 | 0 | 0 | 83926 | 0 | 0 | 83926 | 0 | 0 | 0 | 0 | 100 | 0 | 0 | 0 | 0 | 0 | 0 | 0 | 100 | 0 | 0 | 100
6981 | NY | Flat Rock | OP | 2563 | Niagara Mohawk Power Corp. | 13573 | Erie Boulevard Hydropower LP | 5914 | New York Independent System Operator | NYIS | NPCC | NYUP | NPCC Upstate NY | NYISO | 36 | 089 | St Lawrence | 44.2217 | -75.0742 | 0 |  | WAT | HYDRO |  | 0.33763 | 5 | [9 empty] | 136522 | 56430 | 14788 | 6112 |  |  |  | 0 | 0 | 0 | 0 | -- |  |  |  | 0 | 0 | 0 | 0 | -- |  |  |  |  | -- | [6 empty] | -- |  |  |  | 0 | 0 | 0 | -- | 0 | 0 | 136522 | 56430 |  |  |  | EIA | EIA | EIA | n/a | EIA | EIA |  | 0 | 0 | 0 | 0 | 14788 | 0 | 0 | 0 | 0 | 0 | 0 | 0 | 14788 | 0 | 0 | 14788 | 0 | 0 | 0 | 0 | 100 | 0 | 0 | 0 | 0 | 0 | 0 | 0 | 100 | 0 | 0 | 100
6982 | NY | Forestport | OP | 50768 | Niagara Mohawk Power Corp. | 13573 | Ampersand Mount Ida Hydro LLC | 57184 | New York Independent System Operator | NYIS | NPCC | NYUP | NPCC Upstate NY | NYISO | 36 | 065 | Oneida | 43.4425 | -75.2159 | 0 |  | WAT | HYDRO |  | 0.31876 | 3.4 | [9 empty] | 87648 | 36228 | 9494 | 3924 |  |  |  | 0 | 0 | 0 | 0 | -- |  |  |  | 0 | 0 | 0 | 0 | -- |  |  |  |  | -- | [6 empty] | -- |  |  |  | 0 | 0 | 0 | -- | 0 | 0 | 87648 | 36228 |  |  |  | EIA | EIA | EIA | n/a | EIA | EIA |  | 0 | 0 | 0 | 0 | 9494 | 0 | 0 | 0 | 0 | 0 | 0 | 0 | 9494 | 0 | 0 | 9494 | 0 | 0 | 0 | 0 | 100 | 0 | 0 | 0 | 0 | 0 | 0 | 0 | 100 | 0 | 0 | 100
6983 | NY | Fort Miller Hydroelectric Facility | OP | 50514 | Niagara Mohawk Power Corp. | 13573 | Fort Miller Associates | 6495 | New York Independent System Operator | NYIS | NPCC | NYUP | NPCC Upstate NY | NYISO | 36 | 091 | Saratoga | 43.1609 | -73.5841 | 0 |  | WAT | HYDRO |  | 0.44148 | 5 | [9 empty] | 178520 | 73789 | 19337 | 7993 |  |  |  | 0 | 0 | 0 | 0 | -- |  |  |  | 0 | 0 | 0 | 0 | -- |  |  |  |  | -- | [6 empty] | -- |  |  |  | 0 | 0 | 0 | -- | 0 | 0 | 178520 | 73789 |  |  |  | EIA | EIA | EIA | n/a | EIA | EIA |  | 0 | 0 | 0 | 0 | 19337 | 0 | 0 | 0 | 0 | 0 | 0 | 0 | 19337 | 0 | 0 | 19337 | 0 | 0 | 0 | 0 | 100 | 0 | 0 | 0 | 0 | 0 | 0 | 0 | 100 | 0 | 0 | 100
6984 | NY | Fortistar North Tonawanda Inc | OP | 54131 | Niagara Mohawk Power Corp. | 13573 | North American Energy Services | 50136 | New York Independent System Operator | NYIS | NPCC | NYUP | NPCC Upstate NY | NYISO | 36 | 063 | Niagara | 43.0483 | -78.8539 | 1 |  | NG | GAS |  | 0.17412 | 55.3 | 1 |  | Yes | 70448.8 | 4.086 | 0.84493 |  | 615743.7824 | 590733.3663 | 615743.782 | 590733.366 | 84349 | 80963 | 24.249 | 23.085 | 0.184 | 36590.936 | 1384.031 | 138.403 | 36626.921 | -- | 0.575 | 0.57 | 0.004 | 867.608 | 0.016 | 0.002 | 868.461 | -- | 0.079 | 0.078 | 0.001 | 118.851 | -- | 0.575 | 0.57 | 0.004 | 867.608 | 0.016 | 0.002 | -- | 28.699 | 27.322 | 0.218 | 43306.65 | 1638.049 | 163.805 | -- | 728754.25 | 699153.55 | 728754.25 | 699153.55 | EPA/CAMD | EPA/CAMD | EPA/CAMD | EPA/CAMD | EIA | EIA | n/a | EPA/CAMD | EPA/CAMD | 7299.9536 | 0 | 0 | 84349 | 0 | 0 | 0 | 0 | 0 | 0 | 0 | 0 | 84349 | 0 | 0 | 84349 | 0 | 0 | 0 | 100 | 0 | 0 | 0 | 0 | 0 | 0 | 0 | 0 | 100 | 0 | 0 | 100 | 0
6985 | NY | Fourth Branch Hydroelectric Facility | OP | 10467 | Niagara Mohawk Power Corp. | 13573 | Boralex Hydro Operations Inc | 55754 | New York Independent System Operator | NYIS | NPCC | NYUP | NPCC Upstate NY | NYISO | 36 | 091 | Saratoga | 42.7876 | -73.6917 | 0 |  | WAT | HYDRO |  | 0.52037 | 3.3 | [9 empty] | 138877 | 57404 | 15043 | 6218 |  |  |  | 0 | 0 | 0 | 0 | -- |  |  |  | 0 | 0 | 0 | 0 | -- |  |  |  |  | -- | [6 empty] | -- |  |  |  | 0 | 0 | 0 | -- | 0 | 0 | 138877 | 57404 |  |  |  | EIA | EIA | EIA | n/a | EIA | EIA |  | 0 | 0 | 0 | 0 | 15043 | 0 | 0 | 0 | 0 | 0 | 0 | 0 | 15043 | 0 | 0 | 15043 | 0 | 0 | 0 | 0 | 100 | 0 | 0 | 0 | 0 | 0 | 0 | 0 | 100 | 0 | 0 | 100
6986 | NY | Franklin (NY) | OP | 2564 | Niagara Mohawk Power Corp. | 13573 | Erie Boulevard Hydropower LP | 5914 | New York Independent System Operator | NYIS | NPCC | NYUP | NPCC Upstate NY | NYISO | 36 | 033 | Franklin | 44.4372 | -73.9725 | 0 |  | WAT | HYDRO |  | 0.47825 | 2 | [9 empty] | 77355 | 31973 | 8379 | 3463 |  |  |  | 0 | 0 | 0 | 0 | -- |  |  |  | 0 | 0 | 0 | 0 | -- |  |  |  |  | -- | [6 empty] | -- |  |  |  | 0 | 0 | 0 | -- | 0 | 0 | 77355 | 31973 |  |  |  | EIA | EIA | EIA | n/a | EIA | EIA |  | 0 | 0 | 0 | 0 | 8379 | 0 | 0 | 0 | 0 | 0 | 0 | 0 | 8379 | 0 | 0 | 8379 | 0 | 0 | 0 | 0 | 100 | 0 | 0 | 0 | 0 | 0 | 0 | 0 | 100 | 0 | 0 | 100
6987 | NY | Freeport Power Plant No. 2 | OP | 2679 | Village of Freeport - (NY) | 6775 | Village of Freeport - (NY) | 6775 | New York Independent System Operator | NYIS | NPCC | NYLI | NPCC Long Island | NYISO | 36 | 059 | Nassau | 40.6447 | -73.5683 | 0 |  | NG | GAS |  | 0.05369 | 97.8 | 1 | [6 empty] | 461145.6 | 322155.7 | 461145.6 | 322155.7 | 46000 | 23946 | 3.283 | 2.121 | 0.153 | 27444.7 | 1072.44 | 110.488 | 27473.086 | -- | 0.143 | 0.177 | 0.007 | 1193.248 | 0.023 | 0.002 | 1194.482 | -- | 0.014 | 0.013 | 0.001 | 119.028 | -- | 0.143 | 0.177 | 0.007 | 1193.248 | 0.023 | 0.002 | -- | 3.283 | 2.121 | 0.153 | 27444.7 | 1072.44 | 110.488 | -- | 461145.6 | 322155.7 | 461145.6 | 322155.7 | EPA/CAMD | EPA/CAMD | EPA/CAMD | EPA/CAMD | EIA | EIA | n/a | EPA/CAMD | EPA/CAMD | 10024.9043 | 0 | 473.333 | 45526.667 | 0 | 0 | 0 | 0 | 0 | 0 | 0 | 0 | 46000 | 0 | 0 | 46000 | 0 | 0 | 1.029 | 98.971 | 0 | 0 | 0 | 0 | 0 | 0 | 0 | 0 | 100 | 0 | 0 | 100 | 0
6988 | NY | Fulton Hydro | OA | 2566 | Niagara Mohawk Power Corp. | 13573 | Erie Boulevard Hydropower LP | 5914 | New York Independent System Operator | NYIS | NPCC | NYUP | NPCC Upstate NY | NYISO | 36 | 075 | Oswego | 43.3241 | -76.419 | 0 |  | WAT | HYDRO |  | 0 | 1.3 | [11 empty] | 0 | 0 | [7 empty] | -- | [7 empty] | -- |  |  |  |  | -- | [6 empty] | -- | [6 empty] | -- | 0 | 0 | [8 empty] | n/a |  |  |  | 0 | 0 | 0 | 0 | 0 | 0 | 0 | 0 | 0 | 0 | 0 | 0 | 0 | 0 | 0 | 0
6989 | NY | Fulton LFGTE Facility | OP | 57003 | Niagara Mohawk Power Corp. | 13573 | Innovative Energy Systems Inc | 50158 | New York Independent System Operator | NYIS | NPCC | NYUP | NPCC Upstate NY | NYISO | 36 | 035 | Fulton | 43.0142 | -74.4739 | 0 |  | LFG | BIOMASS |  | 0.42387 | 3.2 | 0.62688 | Yes | [5 empty] | 120908 | 52750 | 120908 | 52750 | 11882 | 5184 | 88.272 | 38.511 | 2.025 | 0 | 0 | 0 | 0 | -- | 14.858 | 14.858 | 0.341 | 0 | 0 | 0 | 0 | -- | 1.46 | 1.46 | 0.033 | 0 | -- | 14.858 | 14.858 | 0.341 | 0 | 0 | 0 | -- | 91.694 | 40.004 | 2.72 | 7677.632 | 281.232 | 28.123 | -- | 120908 | 52750 | 120908 | 52750 | EIA | EIA | EIA | EIA | EIA | EIA | n/a | EIA | EIA | 10175.728 | 0 | 0 | 0 | 0 | 0 | 11882 | 0 | 0 | 0 | 0 | 0 | 0 | 11882 | 11882 | 11882 | 0 | 0 | 0 | 0 | 0 | 0 | 100 | 0 | 0 | 0 | 0 | 0 | 0 | 100 | 100 | 100 | 0
6990 | NY | General Mills Inc | OP | 54564 | Niagara Mohawk Power Corp. | 13573 | General Mills Inc | 7092 | New York Independent System Operator | NYIS | NPCC | NYUP | NPCC Upstate NY | NYISO | 36 | 029 | Erie | 42.871 | -78.8755 | 0 |  | NG | GAS |  | 0.22459 | 3.8 | 0.95902 |  | Yes | 61483.2 | 0.415 | 0.35622 |  | 41715.5782 | 21804.8098 | 41715.578 | 21804.81 | 7476 | 3908 | 6.068 | 3.171 | 0.067 | 2438.047 | 91.967 | 9.197 | 2440.439 | -- | 1.623 | 1.623 | 0.018 | 652.233 | 0.012 | 0.001 | 652.873 | -- | 0.291 | 0.291 | 0.003 | 116.889 | -- | 1.623 | 1.623 | 0.018 | 652.233 | 0.012 | 0.001 | -- | 17.033 | 8.903 | 0.187 | 6844.147 | 258.173 | 25.817 | -- | 117105 | 61211 | 117105 | 61211 | EIA | EIA | EIA | EIA | EIA | EIA | n/a | EIA | EIA | 5579.9329 | 0 | 0 | 7476 | 0 | 0 | 0 | 0 | 0 | 0 | 0 | 0 | 7476 | 0 | 0 | 7476 | 0 | 0 | 0 | 100 | 0 | 0 | 0 | 0 | 0 | 0 | 0 | 0 | 100 | 0 | 0 | 100 | 0
6991 | NY | Glen Park Hydroelectric Project | OA | 50512 | Niagara Mohawk Power Corp. | 13573 | Black River Hydroelectric, LLC | 60779 | New York Independent System Operator | NYIS | NPCC | NYUP | NPCC Upstate NY | NYISO | 36 | 045 | Jefferson | 44.0006 | -75.9612 | 0 |  | WAT | HYDRO |  | 0.43967 | 32.6 | [9 empty] | 1159160.999 | 479122 | 125558.999 | 51897.999 |  |  |  | 0 | 0 | 0 | 0 | -- |  |  |  | 0 | 0 | 0 | 0 | -- |  |  |  |  | -- | [6 empty] | -- |  |  |  | 0 | 0 | 0 | -- | 0 | 0 | 1159160.999 | 479122 |  |  |  | EIA | EIA | EIA | n/a | EIA | EIA |  | 0 | 0 | 0 | 0 | 125559 | 0 | 0 | 0 | 0 | 0 | 0 | 0 | 125559 | 0 | 0 | 125559 | 0 | 0 | 0 | 0 | 100 | 0 | 0 | 0 | 0 | 0 | 0 | 0 | 100 | 0 | 0 | 100
6992 | NY | Glenwood | OP | 2514 | Long Island Power Authority | 11171 | National Grid Generation LLC | 56505 | New York Independent System Operator | NYIS | NPCC | NYLI | NPCC Long Island | NYISO | 36 | 059 | Nassau | 40.8271 | -73.6475 | 2 |  | DFO | GAS |  | 0.00105 | 338 | 1 | [6 empty] | 51209.1 | 38835.8 | 51209.1 | 38835.8 | 3097 | 2670 | 13.468 | 10.214 | 11.43 | 4147.5 | 354.067 | 70.813 | 4162.194 | -- | 8.697 | 7.651 | 7.381 | 2678.398 | 0.114 | 0.023 | 2687.887 | -- | 0.526 | 0.526 | 0.446 | 161.983 | -- | 8.697 | 7.651 | 7.381 | 2678.398 | 0.114 | 0.023 | -- | 13.468 | 10.214 | 11.43 | 4147.5 | 354.067 | 70.813 | -- | 51209.1 | 38835.8 | 51209.1 | 38835.8 | EPA/CAMD | EPA/CAMD | EPA/CAMD | EPA/CAMD | EIA | EIA | n/a | EPA/CAMD | EPA/CAMD | 16535.0662 | 0 | 3097 | 0 | 0 | 0 | 0 | 0 | 0 | 0 | 0 | 0 | 3097 | 0 | 0 | 3097 | 0 | 0 | 100 | 0 | 0 | 0 | 0 | 0 | 0 | 0 | 0 | 0 | 100 | 0 | 0 | 100 | 0
6993 | NY | Glenwood Hydro | OP | 2568 | Niagara Mohawk Power Corp. | 13573 | Erie Boulevard Hydropower LP | 5914 | New York Independent System Operator | NYIS | NPCC | NYUP | NPCC Upstate NY | NYISO | 36 | 073 | Orleans | 43.2358 | -78.3906 | 0 |  | WAT | HYDRO |  | 0.42983 | 1.5 | [9 empty] | 52142.001 | 21552 | 5648.001 | 2334.999 |  |  |  | 0 | 0 | 0 | 0 | -- |  |  |  | 0 | 0 | 0 | 0 | -- |  |  |  |  | -- | [6 empty] | -- |  |  |  | 0 | 0 | 0 | -- | 0 | 0 | 52142.001 | 21552 |  |  |  | EIA | EIA | EIA | n/a | EIA | EIA |  | 0 | 0 | 0 | 0 | 5648 | 0 | 0 | 0 | 0 | 0 | 0 | 0 | 5648 | 0 | 0 | 5648 | 0 | 0 | 0 | 0 | 100 | 0 | 0 | 0 | 0 | 0 | 0 | 0 | 100 | 0 | 0 | 100
6994 | NY | Glenwood Landing Energy Center | OP | 7869 | Long Island Power Authority | 11171 | National Grid Generation LLC | 56505 | New York Independent System Operator | NYIS | NPCC | NYLI | NPCC Long Island | NYISO | 36 | 059 | Nassau | 40.8275 | -73.6478 | 0 |  | NG | GAS |  | 0.17768 | 122 | 1 | [6 empty] | 2018247.575 | 1276583.375 | 2018247.575 | 1276583.375 | 189895 | 99138.001 | 13.272 | 7.122 | 0.529 | 120139.275 | 4535.276 | 457.627 | 120257.828 | -- | 0.14 | 0.144 | 0.006 | 1265.323 | 0.024 | 0.002 | 1266.572 | -- | 0.013 | 0.011 | 0.001 | 119.053 | -- | 0.14 | 0.144 | 0.006 | 1265.323 | 0.024 | 0.002 | -- | 13.272 | 7.122 | 0.529 | 120139.275 | 4535.276 | 457.627 | -- | 2018247.575 | 1276583.375 | 2018247.575 | 1276583.375 | EPA/CAMD | EPA/CAMD | EPA/CAMD; EIA | EPA/CAMD | EIA | EIA | n/a | EPA/CAMD | EPA/CAMD | 10628.2291 | 0 | 575.611 | 189319.39 | 0 | 0 | 0 | 0 | 0 | 0 | 0 | 0 | 189895.001 | 0 | 0 | 189895.001 | 0 | 0 | 0.30312 | 99.6969 | 0 | 0 | 0 | 0 | 0 | 0 | 0 | 0 | 100 | 0 | 0 | 100 | 0
6995 | NY | Goodyear Lake Plant | OP | 50079 | Niagara Mohawk Power Corp. | 13573 | CHI Energy Inc | 34688 | New York Independent System Operator | NYIS | NPCC | NYUP | NPCC Upstate NY | NYISO | 36 | 077 | Otsego | 42.5025 | -74.9836 | 0 |  | WAT | HYDRO |  | 0.42352 | 1.4 | [9 empty] | 47951 | 19820 | 5194 | 2147 |  |  |  | 0 | 0 | 0 | 0 | -- |  |  |  | 0 | 0 | 0 | 0 | -- |  |  |  |  | -- | [6 empty] | -- |  |  |  | 0 | 0 | 0 | -- | 0 | 0 | 47951 | 19820 |  |  |  | EIA | EIA | EIA | n/a | EIA | EIA |  | 0 | 0 | 0 | 0 | 5194 | 0 | 0 | 0 | 0 | 0 | 0 | 0 | 5194 | 0 | 0 | 5194 | 0 | 0 | 0 | 0 | 100 | 0 | 0 | 0 | 0 | 0 | 0 | 0 | 100 | 0 | 0 | 100
6996 | NY | Gouldtown | OP | 56704 | Niagara Mohawk Power Corp. | 13573 | Northbrook Lyons Falls LLC | 55941 | New York Independent System Operator | NYIS | NPCC | NYUP | NPCC Upstate NY | NYISO | 36 | 049 | Lewis | 43.6126 | -75.3391 | 0 |  | WAT | HYDRO |  | 0.63054 | 2 | [9 empty] | 101986 | 42155 | 11047 | 4566 |  |  |  | 0 | 0 | 0 | 0 | -- |  |  |  | 0 | 0 | 0 | 0 | -- |  |  |  |  | -- | [6 empty] | -- |  |  |  | 0 | 0 | 0 | -- | 0 | 0 | 101986 | 42155 |  |  |  | EIA | EIA | EIA | n/a | EIA | EIA |  | 0 | 0 | 0 | 0 | 11047 | 0 | 0 | 0 | 0 | 0 | 0 | 0 | 11047 | 0 | 0 | 11047 | 0 | 0 | 0 | 0 | 100 | 0 | 0 | 0 | 0 | 0 | 0 | 0 | 100 | 0 | 0 | 100
6997 | NY | Gowanus Generating Station | OP | 2494 | Consolidated Edison Co-NY Inc | 4226 | U S Power Generating Company LLC | 54863 | New York Independent System Operator | NYIS | NPCC | NYCW | NPCC NYC/Westchester | NYISO | 36 | 047 | Kings | 40.6635 | -74.0051 | 0 |  | DFO | GAS |  | 0.0026 | 733 | 1 | [6 empty] | 249110.52 | 230226.3 | 249110.52 | 230226.3 | 16663.008 | 12969.984 | 52.876 | 41.311 | 7.248 | 20343.081 | 767.494 | 95.729 | 20365.978 | -- | 6.347 | 6.37 | 0.87 | 2441.706 | 0.046 | 0.006 | 2444.454 | -- | 0.425 | 0.359 | 0.058 | 163.326 | -- | 6.347 | 6.37 | 0.87 | 2441.707 | 0.046 | 0.006 | -- | 52.876 | 41.311 | 7.248 | 20343.081 | 767.494 | 95.729 | -- | 249110.52 | 230226.3 | 249110.52 | 230226.3 | EPA/CAMD; EIA | EPA/CAMD | EIA | EIA | EIA | EIA | n/a | EPA/CAMD; EIA | EPA/CAMD | 14949.9202 | 0 | 1621.575 | 15041.425 | 0 | 0 | 0 | 0 | 0 | 0 | 0 | 0 | 16663 | 0 | 0 | 16663 | 0 | 0 | 9.7316 | 90.2684 | 0 | 0 | 0 | 0 | 0 | 0 | 0 | 0 | 100 | 0 | 0 | 100 | 0
6998 | NY | Grahamsville | OP | 2627 | Central Hudson Gas & Elec Corp | 3249 | New York Power Authority | 15296 | New York Independent System Operator | NYIS | NPCC | NYUP | NPCC Upstate NY | NYISO | 36 | 105 | Sullivan | 41.8592 | -74.5106 | 0 |  | WAT | HYDRO |  | 0.43268 | 18 | [9 empty] | 629854 | 260340 | 68225 | 28200 |  |  |  | 0 | 0 | 0 | 0 | -- |  |  |  | 0 | 0 | 0 | 0 | -- |  |  |  |  | -- | [6 empty] | -- |  |  |  | 0 | 0 | 0 | -- | 0 | 0 | 629854 | 260340 |  |  |  | EIA | EIA | EIA | n/a | EIA | EIA |  | 0 | 0 | 0 | 0 | 68225 | 0 | 0 | 0 | 0 | 0 | 0 | 0 | 68225 | 0 | 0 | 68225 | 0 | 0 | 0 | 0 | 100 | 0 | 0 | 0 | 0 | 0 | 0 | 0 | 100 | 0 | 0 | 100
6999 | NY | Granby | OP | 2569 | Niagara Mohawk Power Corp. | 13573 | Erie Boulevard Hydropower LP | 5914 | New York Independent System Operator | NYIS | NPCC | NYUP | NPCC Upstate NY | NYISO | 36 | 075 | Oswego | 43.3234 | -76.4208 | 0 |  | WAT | HYDRO |  | 0.3821 | 10 | [9 empty] | 309014 | 127726 | 33472 | 13835 |  |  |  | 0 | 0 | 0 | 0 | -- |  |  |  | 0 | 0 | 0 | 0 | -- |  |  |  |  | -- | [6 empty] | -- |  |  |  | 0 | 0 | 0 | -- | 0 | 0 | 309014 | 127726 |  |  |  | EIA | EIA | EIA | n/a | EIA | EIA |  | 0 | 0 | 0 | 0 | 33472 | 0 | 0 | 0 | 0 | 0 | 0 | 0 | 33472 | 0 | 0 | 33472 | 0 | 0 | 0 | 0 | 100 | 0 | 0 | 0 | 0 | 0 | 0 | 0 | 100 | 0 | 0 | 100
7000 | NY | Green Island Hydroelectric Station | OP | 61207 | Niagara Mohawk Power Corp. | 13573 | Albany Engineering Corporation | 58756 | New York Independent System Operator | NYIS | NPCC | NYUP | NPCC Upstate NY | NYISO | 36 | 001 | Albany | 42.7481 | -73.6902 | 0 |  | WAT | HYDRO |  | 0.67306 | 6 | [9 empty] | 326591 | 134991 | 35376 | 14622 |  |  |  | 0 | 0 | 0 | 0 | -- |  |  |  | 0 | 0 | 0 | 0 | -- |  |  |  |  | -- | [6 empty] | -- |  |  |  | 0 | 0 | 0 | -- | 0 | 0 | 326591 | 134991 |  |  |  | EIA | EIA | EIA | n/a | EIA | EIA |  | 0 | 0 | 0 | 0 | 35376 | 0 | 0 | 0 | 0 | 0 | 0 | 0 | 35376 | 0 | 0 | 35376 | 0 | 0 | 0 | 0 | 100 | 0 | 0 | 0 | 0 | 0 | 0 | 0 | 100 | 0 | 0 | 100
7002 | NY | Greenidge Generation LLC | OP | 2527 | New York State Elec & Gas Corp | 13511 | Greenidge Generation Holdings LLC | 25 | New York Independent System Operator | NYIS | NPCC | NYUP | NPCC Upstate NY | NYISO | 36 | 123 | Yates | 42.6789 | -76.9483 | 3 | 1 | BIT | GAS |  | 0 | 162 | 1 | [10 empty] | 0 | 0 | [7 empty] | -- | [7 empty] | -- |  |  |  |  | -- | [6 empty] | -- | [6 empty] | -- | [10 empty] | n/a |  |  |  | 0 | 0 | 0 | 0 | 0 | 0 | 0 | 0 | 0 | 0 | 0 | 0 | 0 | 0 | 0 | 0
7003 | NY | Greenport | OS | 2681 | Village of Greenport - (NY) | 7630 | Village of Greenport - (NY) | 7630 | New York Independent System Operator | NYIS | NPCC | NYLI | NPCC Long Island | NYISO | 36 | 103 | Suffolk | 41.1055 | -72.3758 | 0 |  | DFO | OIL |  | 0.00036 | 10.1 | 1 | [6 empty] | 356.001 | 116 | 356.001 | 116 | 32 | 9.999 | 0.569 | 0.186 | 0.051 | 29.071 | 2.355 | 0.471 | 29.169 | -- | 35.562 | 37.204 | 3.188 | 1816.938 | 0.074 | 0.015 | 1823.045 | -- | 3.197 | 3.207 | 0.287 | 163.32 | -- | 35.562 | 37.204 | 3.188 | 1816.938 | 0.074 | 0.015 | -- | 0.569 | 0.186 | 0.051 | 29.071 | 2.355 | 0.471 | -- | 356.001 | 116 | 356.001 | 116 | EIA | EIA | EIA | EIA | EIA | EIA | n/a | EIA | EIA | 11125.0312 | 0 | 32 | 0 | 0 | 0 | 0 | 0 | 0 | 0 | 0 | 0 | 32 | 0 | 0 | 32 | 0 | 0 | 100 | 0 | 0 | 0 | 0 | 0 | 0 | 0 | 0 | 0 | 100 | 0 | 0 | 100 | 0
7004 | NY | Hailesboro 4 Plant | OP | 10544 | Niagara Mohawk Power Corp. | 13573 | CHI Energy Inc | 34688 | New York Independent System Operator | NYIS | NPCC | NYUP | NPCC Upstate NY | NYISO | 36 | 089 | St Lawrence | 44.3117 | -75.445 | 0 |  | WAT | HYDRO |  | 0.8114 | 1.4 | [9 empty] | 91867 | 37972 | 9951 | 4113 |  |  |  | 0 | 0 | 0 | 0 | -- |  |  |  | 0 | 0 | 0 | 0 | -- |  |  |  |  | -- | [6 empty] | -- |  |  |  | 0 | 0 | 0 | -- | 0 | 0 | 91867 | 37972 |  |  |  | EIA | EIA | EIA | n/a | EIA | EIA |  | 0 | 0 | 0 | 0 | 9951 | 0 | 0 | 0 | 0 | 0 | 0 | 0 | 9951 | 0 | 0 | 9951 | 0 | 0 | 0 | 0 | 100 | 0 | 0 | 0 | 0 | 0 | 0 | 0 | 100 | 0 | 0 | 100
7005 | NY | Hamilton College | U | 61103 | Niagara Mohawk Power Corp. | 13573 | Tesla Inc. | 60947 | New York Independent System Operator | NYIS | NPCC | NYUP | NPCC Upstate NY | NYISO | 36 | 065 | Oneida | 43.0511 | -75.4096 | 0 |  | SUN | SOLAR |  |  | 2 | [20 empty] | -- | [7 empty] | -- |  |  |  |  | -- | [6 empty] | -- | [6 empty] | -- | 0 | 0 | [8 empty] | n/a
7006 | NY | Hampshire Paper | OP | 10116 | Niagara Mohawk Power Corp. | 13573 | Hampshire Paper Co Inc | 9357 | New York Independent System Operator | NYIS | NPCC | NYUP | NPCC Upstate NY | NYISO | 36 | 089 | St Lawrence | 44.2965 | -75.3665 | 0 |  | WAT | HYDRO |  | 0.56631 | 3.4 | [9 empty] | 155716 | 64363 | 16867 | 6972 |  |  |  | 0 | 0 | 0 | 0 | -- |  |  |  | 0 | 0 | 0 | 0 | -- |  |  |  |  | -- | [6 empty] | -- |  |  |  | 0 | 0 | 0 | -- | 0 | 0 | 155716 | 64363 |  |  |  | EIA | EIA | EIA | n/a | EIA | EIA |  | 0 | 0 | 0 | 0 | 16867 | 0 | 0 | 0 | 0 | 0 | 0 | 0 | 16867 | 0 | 0 | 16867 | 0 | 0 | 0 | 0 | 100 | 0 | 0 | 0 | 0 | 0 | 0 | 0 | 100 | 0 | 0 | 100
7007 | NY | Hannawa | OP | 2571 | Niagara Mohawk Power Corp. | 13573 | Erie Boulevard Hydropower LP | 5914 | New York Independent System Operator | NYIS | NPCC | NYUP | NPCC Upstate NY | NYISO | 36 | 089 | St Lawrence | 44.6192 | -74.9733 | 0 |  | WAT | HYDRO |  | 0.65895 | 8 | [9 empty] | 426324 | 176214 | 46179 | 19087 |  |  |  | 0 | 0 | 0 | 0 | -- |  |  |  | 0 | 0 | 0 | 0 | -- |  |  |  |  | -- | [6 empty] | -- |  |  |  | 0 | 0 | 0 | -- | 0 | 0 | 426324 | 176214 |  |  |  | EIA | EIA | EIA | n/a | EIA | EIA |  | 0 | 0 | 0 | 0 | 46179 | 0 | 0 | 0 | 0 | 0 | 0 | 0 | 46179 | 0 | 0 | 46179 | 0 | 0 | 0 | 0 | 100 | 0 | 0 | 0 | 0 | 0 | 0 | 0 | 100 | 0 | 0 | 100
7008 | NY | Hardscrabble Wind Power LLC | OP | 57287 | Niagara Mohawk Power Corp. | 13573 | Avangrid Renewables LLC | 15399 | New York Independent System Operator | NYIS | NPCC | NYUP | NPCC Upstate NY | NYISO | 36 | 043 | Herkimer | 43.1122 | -74.8789 | 0 |  | WND | WIND |  | 0.28078 | 74 | [9 empty] | 1680345 | 436951 | 182013 | 47330 |  |  |  | 0 | 0 | 0 | 0 | -- |  |  |  | 0 | 0 | 0 | 0 | -- |  |  |  |  | -- | [6 empty] | -- |  |  |  | 0 | 0 | 0 | -- | 0 | 0 | 1680345 | 436951 |  |  |  | EIA | EIA | EIA | n/a | EIA | EIA |  | 0 | 0 | 0 | 0 | 0 | 0 | 182013 | 0 | 0 | 0 | 0 | 0 | 182013 | 182013 | 0 | 182013 | 0 | 0 | 0 | 0 | 0 | 0 | 100 | 0 | 0 | 0 | 0 | 0 | 100 | 100 | 0 | 100
7009 | NY | Harford Solar Farm | OP | 61030 | New York State Elec &amp; Gas Corp | 13511 | Laertes Solar LLC | 60669 | New York Independent System Operator | NYIS | NPCC | NYUP | NPCC Upstate NY | NYISO | 36 | 109 | Tompkins | 42.448 | -76.245 | 0 |  | SUN | SOLAR |  | 0.00183 | 2 | [9 empty] | 295 | 0 | 32 | 0 |  |  |  | 0 | 0 | 0 | 0 | -- |  |  |  | 0 | 0 | 0 | 0 | -- |  |  |  |  | -- | [6 empty] | -- |  |  |  | 0 | 0 | 0 | -- | 0 | 0 | 295 | 0 |  |  |  | EIA | EIA | EIA | n/a | EIA | EIA |  | 0 | 0 | 0 | 0 | 0 | 0 | 0 | 32 | 0 | 0 | 0 | 0 | 32 | 32 | 0 | 32 | 0 | 0 | 0 | 0 | 0 | 0 | 0 | 100 | 0 | 0 | 0 | 0 | 100 | 100 | 0 | 100
7010 | NY | Harlem River Yard | OP | 7914 | Consolidated Edison Co-NY Inc | 4226 | New York Power Authority | 15296 | New York Independent System Operator | NYIS | NPCC | NYCW | NPCC NYC/Westchester | NYISO | 36 | 005 | Bronx | 40.7991 | -73.9156 | 0 |  | NG | GAS |  | 0.05256 | 94 | 1 | [6 empty] | 500826 | 277534.157 | 500826 | 277534.157 | 43276 | 22620 | 2.556 | 1.335 | 0.15 | 29762.693 | 1036.599 | 103.66 | 29789.645 | -- | 0.118 | 0.118 | 0.007 | 1375.483 | 0.024 | 0.002 | 1376.728 | -- | 0.01 | 0.01 | 0.001 | 118.854 | -- | 0.118 | 0.118 | 0.007 | 1375.483 | 0.024 | 0.002 | -- | 2.556 | 1.335 | 0.15 | 29762.693 | 1036.599 | 103.66 | -- | 500826 | 277534.157 | 500826 | 277534.157 | EPA/CAMD | EPA/CAMD | EPA/CAMD | EPA/CAMD | EIA | EIA | n/a | EPA/CAMD | EPA/CAMD | 11572.8348 | 0 | 0 | 43276 | 0 | 0 | 0 | 0 | 0 | 0 | 0 | 0 | 43276 | 0 | 0 | 43276 | 0 | 0 | 0 | 100 | 0 | 0 | 0 | 0 | 0 | 0 | 0 | 0 | 100 | 0 | 0 | 100 | 0
7011 | NY | Harris Lake | SB | 2528 | New York State Elec & Gas Corp | 13511 | New York State Elec & Gas Corp | 13511 | New York Independent System Operator | NYIS | NPCC | NYUP | NPCC Upstate NY | NYISO | 36 | 031 | Essex | 43.9719 | -74.1861 | 0 |  | DFO | OIL |  | 0.00326 | 4.2 | 1 | [6 empty] | 2974 | 931 | 2974 | 931 | 120 | 38 | 4.734 | 1.482 | 0.431 | 242.865 | 19.67 | 3.934 | 243.681 | -- | 78.9 | 78 | 7.183 | 4047.75 | 0.164 | 0.033 | 4061.355 | -- | 3.184 | 3.184 | 0.29 | 163.325 | -- | 78.9 | 78 | 7.183 | 4047.75 | 0.164 | 0.033 | -- | 4.734 | 1.482 | 0.431 | 242.865 | 19.67 | 3.934 | -- | 2974 | 931 | 2974 | 931 | EIA | EIA | EIA | EIA | EIA | EIA | n/a | EIA | EIA | 24783.3333 | 0 | 120 | 0 | 0 | 0 | 0 | 0 | 0 | 0 | 0 | 0 | 120 | 0 | 0 | 120 | 0 | 0 | 100 | 0 | 0 | 0 | 0 | 0 | 0 | 0 | 0 | 0 | 100 | 0 | 0 | 100 | 0
7012 | NY | Hawkeye Energy Greenport, LLC | OP | 55969 | Long Island Power Authority | 11171 | Hawkeye Energy Greenport LLC | 7308 | New York Independent System Operator | NYIS | NPCC | NYLI | NPCC Long Island | NYISO | 36 | 103 | Suffolk | 41.106 | -72.3762 | 0 |  | DFO | OIL |  | 0.02659 | 54 | 1 | [6 empty] | 146858.4 | 139457.075 | 146858.4 | 139457.075 | 12579 | 3956 | 1.815 | 1.668 | 0.072 | 11915.725 | 995.573 | 199.115 | 11957.041 | -- | 0.289 | 0.843 | 0.011 | 1894.542 | 0.079 | 0.016 | 1901.112 | -- | 0.025 | 0.024 | 0.001 | 162.275 | -- | 0.289 | 0.843 | 0.011 | 1894.542 | 0.079 | 0.016 | -- | 1.815 | 1.668 | 0.072 | 11915.725 | 995.573 | 199.115 | -- | 146858.4 | 139457.075 | 146858.4 | 139457.075 | EPA/CAMD | EPA/CAMD | EPA/CAMD | EPA/CAMD | EIA | EIA | n/a | EPA/CAMD | EPA/CAMD | 11674.8867 | 0 | 12579 | 0 | 0 | 0 | 0 | 0 | 0 | 0 | 0 | 0 | 12579 | 0 | 0 | 12579 | 0 | 0 | 100 | 0 | 0 | 0 | 0 | 0 | 0 | 0 | 0 | 0 | 100 | 0 | 0 | 100 | 0
7013 | NY | Hell Gate | OP | 7913 | Consolidated Edison Co-NY Inc | 4226 | New York Power Authority | 15296 | New York Independent System Operator | NYIS | NPCC | NYCW | NPCC NYC/Westchester | NYISO | 36 | 005 | Bronx | 40.799 | -73.9094 | 0 |  | NG | GAS |  | 0.04742 | 94 | 1 | [6 empty] | 451808.18 | 282910.321 | 451808.18 | 282910.321 | 39046 | 20409 | 2.452 | 1.409 | 0.135 | 26849.758 | 988.17 | 98.817 | 26875.45 | -- | 0.126 | 0.138 | 0.007 | 1375.289 | 0.025 | 0.003 | 1376.605 | -- | 0.011 | 0.01 | 0.001 | 118.855 | -- | 0.126 | 0.138 | 0.007 | 1375.289 | 0.025 | 0.003 | -- | 2.452 | 1.409 | 0.135 | 26849.758 | 988.17 | 98.817 | -- | 451808.18 | 282910.321 | 451808.18 | 282910.321 | EPA/CAMD | EPA/CAMD | EPA/CAMD | EPA/CAMD | EIA | EIA | n/a | EPA/CAMD | EPA/CAMD | 11571.1771 | 0 | 0 | 39046 | 0 | 0 | 0 | 0 | 0 | 0 | 0 | 0 | 39046 | 0 | 0 | 39046 | 0 | 0 | 0 | 100 | 0 | 0 | 0 | 0 | 0 | 0 | 0 | 0 | 100 | 0 | 0 | 100 | 0
7014 | NY | Herkimer | OS | 52057 | Niagara Mohawk Power Corp. | 13573 | ECOsponsible LLC | 60082 | New York Independent System Operator | NYIS | NPCC | NYUP | NPCC Upstate NY | NYISO | 36 | 043 | Herkimer | 43.0336 | -74.9834 | 0 |  | WAT | HYDRO |  |  | 2 | [20 empty] | -- | [7 empty] | -- |  |  |  |  | -- | [6 empty] | -- | [6 empty] | -- | 0 | 0 | [8 empty] | n/a
7015 | NY | Herrings | OP | 2572 | Niagara Mohawk Power Corp. | 13573 | Erie Boulevard Hydropower LP | 5914 | New York Independent System Operator | NYIS | NPCC | NYUP | NPCC Upstate NY | NYISO | 36 | 045 | Jefferson | 44.0217 | -75.6511 | 0 |  | WAT | HYDRO |  | 0.33329 | 5.4 | [9 empty] | 145551 | 60161.001 | 15765.999 | 6516.999 |  |  |  | 0 | 0 | 0 | 0 | -- |  |  |  | 0 | 0 | 0 | 0 | -- |  |  |  |  | -- | [6 empty] | -- |  |  |  | 0 | 0 | 0 | -- | 0 | 0 | 145551 | 60161.001 |  |  |  | EIA | EIA | EIA | n/a | EIA | EIA |  | 0 | 0 | 0 | 0 | 15766 | 0 | 0 | 0 | 0 | 0 | 0 | 0 | 15766 | 0 | 0 | 15766 | 0 | 0 | 0 | 0 | 100 | 0 | 0 | 0 | 0 | 0 | 0 | 0 | 100 | 0 | 0 | 100
7016 | NY | Heuvelton | OP | 2573 | Niagara Mohawk Power Corp. | 13573 | Erie Boulevard Hydropower LP | 5914 | New York Independent System Operator | NYIS | NPCC | NYUP | NPCC Upstate NY | NYISO | 36 | 089 | St Lawrence | 44.6172 | -75.4042 | 0 |  | WAT | HYDRO |  | 0.39783 | 1 | [9 empty] | 32173 | 13299 | 3485 | 1440 |  |  |  | 0 | 0 | 0 | 0 | -- |  |  |  | 0 | 0 | 0 | 0 | -- |  |  |  |  | -- | [6 empty] | -- |  |  |  | 0 | 0 | 0 | -- | 0 | 0 | 32173 | 13299 |  |  |  | EIA | EIA | EIA | n/a | EIA | EIA |  | 0 | 0 | 0 | 0 | 3485 | 0 | 0 | 0 | 0 | 0 | 0 | 0 | 3485 | 0 | 0 | 3485 | 0 | 0 | 0 | 0 | 100 | 0 | 0 | 0 | 0 | 0 | 0 | 0 | 100 | 0 | 0 | 100
7017 | NY | Hewittville Hydroelectric | OP | 50268 | Niagara Mohawk Power Corp. | 13573 | Erie Boulevard Hydropower LP | 5914 | New York Independent System Operator | NYIS | NPCC | NYUP | NPCC Upstate NY | NYISO | 36 | 089 | St Lawrence | 44.7052 | -75.0079 | 0 |  | WAT | HYDRO |  | 0.53619 | 3 | [9 empty] | 130088 | 53770 | 14091 | 5824 |  |  |  | 0 | 0 | 0 | 0 | -- |  |  |  | 0 | 0 | 0 | 0 | -- |  |  |  |  | -- | [6 empty] | -- |  |  |  | 0 | 0 | 0 | -- | 0 | 0 | 130088 | 53770 |  |  |  | EIA | EIA | EIA | n/a | EIA | EIA |  | 0 | 0 | 0 | 0 | 14091 | 0 | 0 | 0 | 0 | 0 | 0 | 0 | 14091 | 0 | 0 | 14091 | 0 | 0 | 0 | 0 | 100 | 0 | 0 | 0 | 0 | 0 | 0 | 0 | 100 | 0 | 0 | 100
7018 | NY | High Acres Gas Recovery | OP | 50568 | Rochester Gas & Electric Corp | 16183 | WM Renewable Energy LLC | 54842 | New York Independent System Operator | NYIS | NPCC | NYUP | NPCC Upstate NY | NYISO | 36 | 055 | Monroe | 43.0817 | -77.3817 | 0 |  | LFG | BIOMASS |  | 0.94104 | 9.6 | 0 | Yes | [5 empty] | 852187 | 371798 | 852187 | 371798 | 79138 | 34527 | 591.255 | 257.958 | 14.276 | 0.001 | 0 | 0 | 0.001 | -- | 14.942 | 14.942 | 0.361 | 0 | 0 | 0 | 0 | -- | 1.388 | 1.388 | 0.034 | 0 | -- | 14.942 | 14.942 | 0.361 | 0 | 0 | 0 | -- | 615.372 | 268.48 | 19.176 | 54113.696 | 1982.189 | 198.219 | -- | 852187 | 371798 | 852187 | 371798 | EIA | EIA | EIA | EIA | EIA | EIA | n/a | EIA | EIA | 10768.3667 | 0 | 0 | 0 | 0 | 0 | 79138 | 0 | 0 | 0 | 0 | 0 | 0 | 79138 | 79138 | 79138 | 0 | 0 | 0 | 0 | 0 | 0 | 100 | 0 | 0 | 0 | 0 | 0 | 0 | 100 | 100 | 100 | 0
7019 | NY | High Dam | OP | 2574 | Niagara Mohawk Power Corp. | 13573 | Oswego City of | 14240 | New York Independent System Operator | NYIS | NPCC | NYUP | NPCC Upstate NY | NYISO | 36 | 075 | Oswego | 43.4436 | -76.4961 | 0 |  | WAT | HYDRO |  | 0.34149 | 11.9 | [9 empty] | 328640.001 | 135839.001 | 35598 | 14714.001 |  |  |  | 0 | 0 | 0 | 0 | -- |  |  |  | 0 | 0 | 0 | 0 | -- |  |  |  |  | -- | [6 empty] | -- |  |  |  | 0 | 0 | 0 | -- | 0 | 0 | 328640.001 | 135839.001 |  |  |  | EIA | EIA | EIA | n/a | EIA | EIA |  | 0 | 0 | 0 | 0 | 35598 | 0 | 0 | 0 | 0 | 0 | 0 | 0 | 35598 | 0 | 0 | 35598 | 0 | 0 | 0 | 0 | 100 | 0 | 0 | 0 | 0 | 0 | 0 | 0 | 100 | 0 | 0 | 100
7020 | NY | High Falls - Croghan NY | OP | 2575 | Niagara Mohawk Power Corp. | 13573 | Erie Boulevard Hydropower LP | 5914 | New York Independent System Operator | NYIS | NPCC | NYUP | NPCC Upstate NY | NYISO | 36 | 049 | Lewis | 43.9247 | -75.3731 | 0 |  | WAT | HYDRO |  | 0.52938 | 6 | [9 empty] | 256872 | 106173.999 | 27824.001 | 11501.001 |  |  |  | 0 | 0 | 0 | 0 | -- |  |  |  | 0 | 0 | 0 | 0 | -- |  |  |  |  | -- | [6 empty] | -- |  |  |  | 0 | 0 | 0 | -- | 0 | 0 | 256872 | 106173.999 |  |  |  | EIA | EIA | EIA | n/a | EIA | EIA |  | 0 | 0 | 0 | 0 | 27824 | 0 | 0 | 0 | 0 | 0 | 0 | 0 | 27824 | 0 | 0 | 27824 | 0 | 0 | 0 | 0 | 100 | 0 | 0 | 0 | 0 | 0 | 0 | 0 | 100 | 0 | 0 | 100
7021 | NY | High Falls - Saranac NY | OP | 2530 | New York State Elec & Gas Corp | 13511 | New York State Elec & Gas Corp | 13511 | New York Independent System Operator | NYIS | NPCC | NYUP | NPCC Upstate NY | NYISO | 36 | 019 | Clinton | 44.6389 | -73.7492 | 0 |  | WAT | HYDRO |  | 0.5043 | 15 | [9 empty] | 611760 | 252862.001 | 66265.001 | 27390 |  |  |  | 0 | 0 | 0 | 0 | -- |  |  |  | 0 | 0 | 0 | 0 | -- |  |  |  |  | -- | [6 empty] | -- |  |  |  | 0 | 0 | 0 | -- | 0 | 0 | 611760 | 252862.001 |  |  |  | EIA | EIA | EIA | n/a | EIA | EIA |  | 0 | 0 | 0 | 0 | 66265 | 0 | 0 | 0 | 0 | 0 | 0 | 0 | 66265 | 0 | 0 | 66265 | 0 | 0 | 0 | 0 | 100 | 0 | 0 | 0 | 0 | 0 | 0 | 0 | 100 | 0 | 0 | 100
7022 | NY | High Sheldon Wind Farm | OP | 56953 | New York State Elec & Gas Corp | 13511 | Invenergy Services LLC | 49893 | New York Independent System Operator | NYIS | NPCC | NYUP | NPCC Upstate NY | NYISO | 36 | 121 | Wyoming | 42.7794 | -78.4269 | 0 |  | WND | WIND |  | 0.27275 | 112 | [9 empty] | 2470473 | 601880 | 267599 | 65195 |  |  |  | 0 | 0 | 0 | 0 | -- |  |  |  | 0 | 0 | 0 | 0 | -- |  |  |  |  | -- | [6 empty] | -- |  |  |  | 0 | 0 | 0 | -- | 0 | 0 | 2470473 | 601880 |  |  |  | EIA | EIA | EIA | n/a | EIA | EIA |  | 0 | 0 | 0 | 0 | 0 | 0 | 267599 | 0 | 0 | 0 | 0 | 0 | 267599 | 267599 | 0 | 267599 | 0 | 0 | 0 | 0 | 0 | 0 | 100 | 0 | 0 | 0 | 0 | 0 | 100 | 100 | 0 | 100
7023 | NY | Higley | RE | 2576 | Niagara Mohawk Power Corp. | 13573 | Erie Boulevard Hydropower LP | 5914 | New York Independent System Operator | NYIS | NPCC | NYUP | NPCC Upstate NY | NYISO | 36 | 089 | St Lawrence | 44.5306 | -74.9331 | 0 |  | WAT | HYDRO |  | 0.31451 | 12 | [9 empty] | 305220 | 126159 | 33061 | 13665 |  |  |  | 0 | 0 | 0 | 0 | -- |  |  |  | 0 | 0 | 0 | 0 | -- |  |  |  |  | -- | [6 empty] | -- |  |  |  | 0 | 0 | 0 | -- | 0 | 0 | 305220 | 126159 |  |  |  | EIA | EIA | EIA | n/a | EIA | EIA |  | 0 | 0 | 0 | 0 | 33061 | 0 | 0 | 0 | 0 | 0 | 0 | 0 | 33061 | 0 | 0 | 33061 | 0 | 0 | 0 | 0 | 100 | 0 | 0 | 0 | 0 | 0 | 0 | 0 | 100 | 0 | 0 | 100
7024 | NY | Hillburn | OP | 2628 | Orange & Rockland Utils Inc | 14154 | Alliance NYGT, LLC | 56142 | New York Independent System Operator | NYIS | NPCC | NYUP | NPCC Upstate NY | NYISO | 36 | 087 | Rockland | 41.1269 | -74.1653 | 0 |  | NG | GAS |  | 0.00073 | 46.5 | 1 | [6 empty] | 6178.03 | 3114.044 | 6178.03 | 3114.044 | 296 | 154 | 1.543 | 0.676 | 0.003 | 370.84 | 13.7 | 1.445 | 371.208 | -- | 10.426 | 8.779 | 0.02 | 2505.676 | 0.046 | 0.005 | 2508.161 | -- | 0.5 | 0.434 | 0.001 | 120.051 | -- | 10.426 | 8.779 | 0.02 | 2505.676 | 0.046 | 0.005 | -- | 1.543 | 0.676 | 0.003 | 370.84 | 13.7 | 1.445 | -- | 6178.03 | 3114.044 | 6178.03 | 3114.044 | EPA/CAMD | EPA/CAMD | EPA/CAMD | EPA/CAMD | EIA | EIA | n/a | EPA/CAMD | EPA/CAMD | 20871.723 | 0 | 5.638 | 290.362 | 0 | 0 | 0 | 0 | 0 | 0 | 0 | 0 | 296 | 0 | 0 | 296 | 0 | 0 | 1.9047 | 98.0953 | 0 | 0 | 0 | 0 | 0 | 0 | 0 | 0 | 100 | 0 | 0 | 100 | 0
7025 | NY | Hilton NY Co Gen Plant | OP | 58815 | Consolidated Edison Co-NY Inc | 4226 | UTS Project Company HNY-1 LLC | 58697 | New York Independent System Operator | NYIS | NPCC | NYCW | NPCC NYC/Westchester | NYISO | 36 | 061 | New York | 40.7625 | -73.9792 | 0 |  | NG | GAS |  | 0.23751 | 1.8 | 0.93749 |  | Yes | 13617.6 | 0.939 | 0.55585 |  | 25622.9737 | 13393.7387 | 25622.974 | 13393.739 | 3745 | 1958 | 34.363 | 17.962 | 0.041 | 1497.522 | 56.489 | 5.649 | 1498.991 | -- | 18.351 | 18.348 | 0.022 | 799.745 | 0.015 | 0.002 | 800.529 | -- | 2.682 | 2.682 | 0.003 | 116.889 | -- | 18.351 | 18.348 | 0.022 | 799.745 | 0.015 | 0.002 | -- | 61.821 | 32.315 | 0.074 | 2694.117 | 101.627 | 10.163 | -- | 46097 | 24096 | 46097 | 24096 | EIA | EIA | EIA | EIA | EIA | EIA | n/a | EIA | EIA | 6841.9155 | 0 | 0 | 3745 | 0 | 0 | 0 | 0 | 0 | 0 | 0 | 0 | 3745 | 0 | 0 | 3745 | 0 | 0 | 0 | 100 | 0 | 0 | 0 | 0 | 0 | 0 | 0 | 0 | 100 | 0 | 0 | 100 | 0
7026 | NY | Hofstra University | OA | 51035 | Long Island Power Authority | 11171 | Hofstra University | 8688 | New York Independent System Operator | NYIS | NPCC | NYLI | NPCC Long Island | NYISO | 36 | 059 | Nassau | 40.7139 | -73.6003 | 0 |  | NG | GAS |  | 0.29281 | 2.2 | 0.84532 |  | Yes | 13619.2 | 1.414 | 0.65344 |  | 41809.9117 | 20427.2888 | 41809.912 | 20427.289 | 5643 | 2757 | 46.953 | 24.542 | 1.052 | 2443.56 | 122.451 | 16.786 | 2447.448 | -- | 16.641 | 17.803 | 0.373 | 866.05 | 0.022 | 0.003 | 867.428 | -- | 2.246 | 2.403 | 0.05 | 116.889 | -- | 16.641 | 17.803 | 0.373 | 866.05 | 0.022 | 0.003 | -- | 71.854 | 37.558 | 1.61 | 3739.514 | 187.393 | 25.689 | -- | 63984 | 31261 | 63984 | 31261 | EIA | EIA | EIA | EIA | EIA | EIA | n/a | EIA | EIA | 7409.1639 | 0 | 926.778 | 4716.222 | 0 | 0 | 0 | 0 | 0 | 0 | 0 | 0 | 5643 | 0 | 0 | 5643 | 0 | 0 | 16.4235 | 83.5765 | 0 | 0 | 0 | 0 | 0 | 0 | 0 | 0 | 100 | 0 | 0 | 100 | 0
7027 | NY | Hollow Dam Power Partnership | OP | 10124 | Niagara Mohawk Power Corp. | 13573 | Ampersand Hollow Dam Hydro LLC | 59136 | New York Independent System Operator | NYIS | NPCC | NYUP | NPCC Upstate NY | NYISO | 36 | 089 | St Lawrence | 44.2965 | -75.3361 | 0 |  | WAT | HYDRO |  | 0.28584 | 1 | [9 empty] | 23118 | 9556 | 2504 | 1035 |  |  |  | 0 | 0 | 0 | 0 | -- |  |  |  | 0 | 0 | 0 | 0 | -- |  |  |  |  | -- | [6 empty] | -- |  |  |  | 0 | 0 | 0 | -- | 0 | 0 | 23118 | 9556 |  |  |  | EIA | EIA | EIA | n/a | EIA | EIA |  | 0 | 0 | 0 | 0 | 2504 | 0 | 0 | 0 | 0 | 0 | 0 | 0 | 2504 | 0 | 0 | 2504 | 0 | 0 | 0 | 0 | 100 | 0 | 0 | 0 | 0 | 0 | 0 | 0 | 100 | 0 | 0 | 100
7028 | NY | Holtsville Facility | OP | 8007 | Long Island Power Authority | 11171 | National Grid Generation LLC | 56505 | New York Independent System Operator | NYIS | NPCC | NYLI | NPCC Long Island | NYISO | 36 | 103 | Suffolk | 40.817 | -73.0663 | 0 |  | DFO | OIL |  | 0.0073 | 567 | 1 | [6 empty] | 560027.1 | 498827.9 | 560027.1 | 498827.9 | 36237 | 33172 | 131.494 | 95.331 | 135.656 | 45355.5 | 3717.175 | 743.435 | 45509.763 | -- | 7.257 | 5.748 | 7.487 | 2503.27 | 0.103 | 0.021 | 2511.784 | -- | 0.47 | 0.382 | 0.484 | 161.976 | -- | 7.257 | 5.748 | 7.487 | 2503.27 | 0.103 | 0.021 | -- | 131.494 | 95.331 | 135.656 | 45355.5 | 3717.175 | 743.435 | -- | 560027.1 | 498827.9 | 560027.1 | 498827.9 | EPA/CAMD | EPA/CAMD | EPA/CAMD | EPA/CAMD | EIA | EIA | n/a | EPA/CAMD | EPA/CAMD | 15454.5658 | 0 | 36237 | 0 | 0 | 0 | 0 | 0 | 0 | 0 | 0 | 0 | 36237 | 0 | 0 | 36237 | 0 | 0 | 100 | 0 | 0 | 0 | 0 | 0 | 0 | 0 | 0 | 0 | 100 | 0 | 0 | 100 | 0
7029 | NY | Honeywell Farms | RE | 10125 | Consolidated Edison Co-NY Inc | 4226 | Honeywell Farm Inc | 8758 | New York Independent System Operator | NYIS | NPCC | NYCW | NPCC NYC/Westchester | NYISO | 36 | 081 | Queens | 40.6973 | -73.7998 | 0 |  | NG | GAS |  | 0.1915 | 4.4 | 1 |  | Yes | 2730.4 | 9.226 | 0.92482 |  | 73734.1646 | 35035.0101 | 73734.165 | 35035.01 | 7381 | 3506.998 | 105.437 | 49.557 | 2.536 | 4931.899 | 236.886 | 34.838 | 4939.786 | -- | 28.57 | 28.262 | 0.687 | 1336.377 | 0.032 | 0.005 | 1338.514 | -- | 2.86 | 2.829 | 0.069 | 133.775 | -- | 28.57 | 28.262 | 0.687 | 1336.377 | 0.032 | 0.005 | -- | 114.008 | 53.585 | 2.742 | 5332.812 | 256.142 | 37.67 | -- | 79728 | 37882.999 | 79728 | 37882.999 | EIA | EIA | EIA | EIA | EIA | EIA | n/a | EIA | EIA | 9989.7256 | 0 | 1687.498 | 5693.502 | 0 | 0 | 0 | 0 | 0 | 0 | 0 | 0 | 7381 | 0 | 0 | 7381 | 0 | 0 | 22.8627 | 77.1373 | 0 | 0 | 0 | 0 | 0 | 0 | 0 | 0 | 100 | 0 | 0 | 100 | 0
7030 | NY | Houghton | OP | 60454 | New York State Elec & Gas Corp | 13511 | WGL Energy Systems, Inc | 57081 | New York Independent System Operator | NYIS | NPCC | NYUP | NPCC Upstate NY | NYISO | 36 | 003 | Allegany | 42.4267 | -78.1566 | 0 |  | SUN | SOLAR |  | 0.13923 | 2.6 | [9 empty] | 29275 | 14422 | 3171 | 1562 |  |  |  | 0 | 0 | 0 | 0 | -- |  |  |  | 0 | 0 | 0 | 0 | -- |  |  |  |  | -- | [6 empty] | -- |  |  |  | 0 | 0 | 0 | -- | 0 | 0 | 29275 | 14422 |  |  |  | EIA | EIA | EIA | n/a | EIA | EIA |  | 0 | 0 | 0 | 0 | 0 | 0 | 0 | 3171 | 0 | 0 | 0 | 0 | 3171 | 3171 | 0 | 3171 | 0 | 0 | 0 | 0 | 0 | 0 | 0 | 100 | 0 | 0 | 0 | 0 | 100 | 100 | 0 | 100
7031 | NY | Howard Wind Farm | OP | 57867 | New York State Elec & Gas Corp | 13511 | Everpower Wind Holdings Inc | 58672 | New York Independent System Operator | NYIS | NPCC | NYUP | NPCC Upstate NY | NYISO | 36 | 101 | Steuben | 42.3153 | -77.5383 | 0 |  | WND | WIND |  | 0.25574 | 59.5 | [9 empty] | 1230598 | 323250 | 133297 | 35014 |  |  |  | 0 | 0 | 0 | 0 | -- |  |  |  | 0 | 0 | 0 | 0 | -- |  |  |  |  | -- | [6 empty] | -- |  |  |  | 0 | 0 | 0 | -- | 0 | 0 | 1230598 | 323250 |  |  |  | EIA | EIA | EIA | n/a | EIA | EIA |  | 0 | 0 | 0 | 0 | 0 | 0 | 133297 | 0 | 0 | 0 | 0 | 0 | 133297 | 133297 | 0 | 133297 | 0 | 0 | 0 | 0 | 0 | 0 | 100 | 0 | 0 | 0 | 0 | 0 | 100 | 100 | 0 | 100
7032 | NY | Hudson Avenue | OP | 2496 | Consolidated Edison Co-NY Inc | 4226 | Consolidated Edison Co-NY Inc | 4226 | New York Independent System Operator | NYIS | NPCC | NYCW | NPCC NYC/Westchester | NYISO | 36 | 047 | Kings | 40.7052 | -73.9807 | 0 |  | KER | OIL |  | 0.00065 | 108.9 | 1 | [6 empty] | 19652.524 | 14708.7 | 19652.524 | 14708.7 | 623.001 | 195.999 | 11.196 | 7.297 | 3.256 | 1629.072 | 85.299 | 17.06 | 1632.612 | -- | 35.942 | 74.46 | 10.453 | 5229.757 | 0.137 | 0.027 | 5241.121 | -- | 1.139 | 0.992 | 0.331 | 165.788 | -- | 35.942 | 74.46 | 10.453 | 5229.766 | 0.137 | 0.027 | -- | 11.196 | 7.297 | 3.256 | 1629.072 | 85.299 | 17.06 | -- | 19652.524 | 14708.7 | 19652.524 | 14708.7 | EPA/CAMD; EIA | EPA/CAMD | EIA | EIA | EIA | EIA | n/a | EPA/CAMD; EIA | EPA/CAMD | 31544.9823 | 0 | 623 | 0 | 0 | 0 | 0 | 0 | 0 | 0 | 0 | 0 | 623 | 0 | 0 | 623 | 0 | 0 | 100 | 0 | 0 | 0 | 0 | 0 | 0 | 0 | 0 | 0 | 100 | 0 | 0 | 100 | 0
7033 | NY | Hudson Falls Hydroelectric Project | OP | 54953 | Niagara Mohawk Power Corp. | 13573 | Boralex Hydro Operations Inc | 55754 | New York Independent System Operator | NYIS | NPCC | NYUP | NPCC Upstate NY | NYISO | 36 | 091 | Saratoga | 43.2958 | -73.5956 | 0 |  | WAT | HYDRO |  | 0.43612 | 44 | [9 empty] | 1551880 | 641446 | 168098 | 69481 |  |  |  | 0 | 0 | 0 | 0 | -- |  |  |  | 0 | 0 | 0 | 0 | -- |  |  |  |  | -- | [6 empty] | -- |  |  |  | 0 | 0 | 0 | -- | 0 | 0 | 1551880 | 641446 |  |  |  | EIA | EIA | EIA | n/a | EIA | EIA |  | 0 | 0 | 0 | 0 | 168098 | 0 | 0 | 0 | 0 | 0 | 0 | 0 | 168098 | 0 | 0 | 168098 | 0 | 0 | 0 | 0 | 100 | 0 | 0 | 0 | 0 | 0 | 0 | 0 | 100 | 0 | 0 | 100
7034 | NY | Huntington Resource Recovery Facility | OP | 50656 | Long Island Power Authority | 11171 | Huntington Resource Recovery | 9097 | New York Independent System Operator | NYIS | NPCC | NYLI | NPCC Long Island | NYISO | 36 | 103 | Suffolk | 40.8814 | -73.2906 | 3 | 3 | MSW | BIOMASS |  | 0.79378 | 28 | 0.010369 | Yes | [5 empty] | 3431459.473 | 1494569.269 | 3431459.473 | 1494569.269 | 194698 | 84383 | 354.623 | 151.948 | 2.91 | 168244.782 | 241608.9 | 31714.547 | 175697.431 | -- | 3.643 | 3.601 | 0.03 | 1728.264 | 1.241 | 0.163 | 1804.82 | -- | 0.207 | 0.203 | 0.002 | 98.06 | -- | 3.643 | 3.601 | 0.03 | 1728.264 | 1.241 | 0.163 | -- | 354.623 | 151.948 | 2.91 | 342836.571 | 241608.9 | 31714.547 | -- | 3431459.473 | 1494569.269 | 3431459.473 | 1494569.269 | EIA | EIA | EIA | EIA | EIA | EIA | n/a | EIA | EIA | 17624.5235 | 0 | 0 | 420.199 | 0 | 0 | 194277.801 | 0 | 0 | 0 | 0 | 0 | 420.199 | 194277.801 | 194277.801 | 194698 | 0 | 0 | 0 | 0.21582 | 0 | 0 | 99.7842 | 0 | 0 | 0 | 0 | 0 | 0.21582 | 99.7842 | 99.7842 | 100 | 0
7035 | NY | Huntley Power | OP | 2549 | Niagara Mohawk Power Corp. | 13573 | NRG Huntley Operations Inc | 13168 | New York Independent System Operator | NYIS | NPCC | NYUP | NPCC Upstate NY | NYISO | 36 | 029 | Erie | 42.97 | -78.93 | 6 | 2 | SUB | COAL | Yes | 0.03743 | 780 | 1 | [6 empty] | 2734072.161 |  | 2734072.161 |  | 255738 | 0 | 142.794 |  | 752.561 | 286748.516 | 67877.648 | 9876.597 | 288992.104 | -- | 1.117 |  | 5.885 | 2242.518 | 0.265 | 0.039 | 2260.064 | -- | 0.104 |  | 0.551 | 209.759 | -- | 1.117 |  | 5.885 | 2242.518 | 0.265 | 0.039 | -- | 142.794 |  | 752.561 | 286748.516 | 67877.648 | 9876.597 | -- | 2734072.161 |  | 2734072.161 |  | EPA/CAMD |  | EPA/CAMD | EPA/CAMD | EIA | EIA | n/a | EPA/CAMD |  | 10690.911 | 254844.18 | 893.817 | 0 | 0 | 0 | 0 | 0 | 0 | 0 | 0 | 0 | 255737.997 | 0 | 0 | 255737.997 | 0 | 99.6505 | 0.3495 | 0 | 0 | 0 | 0 | 0 | 0 | 0 | 0 | 0 | 100 | 0 | 0 | 100 | 0
7036 | NY | HVCC Cogen Plant | OP | 58186 | Niagara Mohawk Power Corp. | 13573 | Hudson Valley Community College | 58154 | New York Independent System Operator | NYIS | NPCC | NYUP | NPCC Upstate NY | NYISO | 36 | 083 | Rensselaer | 42.6969 | -73.68 | 0 |  | DFO | OIL |  | 0.20998 | 8.1 | 0.98337 |  | Yes | 20779.2 | 2.447 | 0.76542 |  | 157859.7532 | 82412.5265 | 157859.753 | 82412.526 | 14899 | 7778.001 | 212.238 | 110.774 | 0.321 | 10176.287 | 350.117 | 35.326 | 10185.439 | -- | 28.49 | 28.484 | 0.043 | 1366.036 | 0.023 | 0.002 | 1367.265 | -- | 2.689 | 2.688 | 0.004 | 128.928 | -- | 28.49 | 28.484 | 0.043 | 1366.036 | 0.023 | 0.002 | -- | 277.284 | 144.723 | 0.419 | 13295.076 | 457.42 | 46.153 | -- | 206240.002 | 107670 | 206240.002 | 107670 | EIA | EIA | EIA | EIA | EIA | EIA | n/a | EIA | EIA | 10595.3254 | 0 | 44.833 | 14854.167 | 0 | 0 | 0 | 0 | 0 | 0 | 0 | 0 | 14899 | 0 | 0 | 14899 | 0 | 0 | 0.30091 | 99.6991 | 0 | 0 | 0 | 0 | 0 | 0 | 0 | 0 | 100 | 0 | 0 | 100 | 0
7037 | NY | Hydraulic Race | OP | 2578 | Niagara Mohawk Power Corp. | 13573 | Erie Boulevard Hydropower LP | 5914 | New York Independent System Operator | NYIS | NPCC | NYUP | NPCC Upstate NY | NYISO | 36 | 063 | Niagara | 43.1709 | -78.6916 | 0 |  | WAT | HYDRO |  | 0.40658 | 3 | [9 empty] | 98644 | 40773 | 10685 | 4416 |  |  |  | 0 | 0 | 0 | 0 | -- |  |  |  | 0 | 0 | 0 | 0 | -- |  |  |  |  | -- | [6 empty] | -- |  |  |  | 0 | 0 | 0 | -- | 0 | 0 | 98644 | 40773 |  |  |  | EIA | EIA | EIA | n/a | EIA | EIA |  | 0 | 0 | 0 | 0 | 10685 | 0 | 0 | 0 | 0 | 0 | 0 | 0 | 10685 | 0 | 0 | 10685 | 0 | 0 | 0 | 0 | 100 | 0 | 0 | 0 | 0 | 0 | 0 | 0 | 100 | 0 | 0 | 100
7038 | NY | Hyland LFGTE Facility | OP | 56987 | Rochester Gas & Electric Corp | 16183 | Innovative Energy Systems Inc | 50158 | New York Independent System Operator | NYIS | NPCC | NYUP | NPCC Upstate NY | NYISO | 36 | 003 | Allegany | 42.2853 | -78.0061 | 0 |  | LFG | BIOMASS |  | 0.67589 | 6.4 | 0.20685 | Yes | [5 empty] | 498990.999 | 217703.001 | 498990.999 | 217703.001 | 37893 | 16532.001 | 323.979 | 141.349 | 8.357 | 0 | 0 | 0 | 0 | -- | 17.1 | 17.1 | 0.441 | 0 | 0 | 0 | 0 | -- | 1.299 | 1.299 | 0.033 | 0 | -- | 17.1 | 17.1 | 0.441 | 0 | 0 | 0 | -- | 338.1 | 147.51 | 11.226 | 31685.823 | 1160.654 | 116.065 | -- | 498990.999 | 217703.001 | 498990.999 | 217703.001 | EIA | EIA | EIA | EIA | EIA | EIA | n/a | EIA | EIA | 13168.4216 | 0 | 0 | 0 | 0 | 0 | 37893 | 0 | 0 | 0 | 0 | 0 | 0 | 37893 | 37893 | 37893 | 0 | 0 | 0 | 0 | 0 | 0 | 100 | 0 | 0 | 0 | 0 | 0 | 0 | 100 | 100 | 100 | 0
7039 | NY | Indeck-Corinth Energy Center | OP | 50458 | Niagara Mohawk Power Corp. | 13573 | Indeck-Corinth Ltd Partnership | 9263 | New York Independent System Operator | NYIS | NPCC | NYUP | NPCC Upstate NY | NYISO | 36 | 091 | Saratoga | 43.25 | -73.8125 | 1 |  | NG | GAS |  | 0.5284 | 147 | 0.45266 |  | Yes | 172604 | 13.455 | 0.9472 |  | 5283324.4673 | 2151066.9422 | 5283324.467 | 2151066.942 | 680434 | 274268 | 71.805 | 27.436 | 1.535 | 315163.038 | 11746.219 | 1208.062 | 315473.622 | -- | 0.211 | 0.2 | 0.005 | 926.359 | 0.017 | 0.002 | 927.272 | -- | 0.027 | 0.026 | 0.001 | 119.305 | -- | 0.211 | 0.2 | 0.005 | 926.359 | 0.017 | 0.002 | -- | 75.808 | 28.965 | 1.621 | 332731.15 | 12400.988 | 1275.403 | -- | 5577832.475 | 2270973.725 | 5577832.475 | 2270973.725 | EPA/CAMD | EPA/CAMD | EPA/CAMD | EPA/CAMD | EIA | EIA | n/a | EPA/CAMD | EPA/CAMD | 7764.6392 | 0 | 6734.686 | 673699.31 | 0 | 0 | 0 | 0 | 0 | 0 | 0 | 0 | 680433.996 | 0 | 0 | 680433.996 | 0 | 0 | 0.98976 | 99.0102 | 0 | 0 | 0 | 0 | 0 | 0 | 0 | 0 | 100 | 0 | 0 | 100 | 0
7040 | NY | Indeck-Olean Energy Center | OP | 54076 | Niagara Mohawk Power Corp. | 13573 | Indeck-Olean Ltd Partnership | 9261 | New York Independent System Operator | NYIS | NPCC | NYUP | NPCC Upstate NY | NYISO | 36 | 009 | Cattaraugus | 42.0859 | -78.4543 | 1 |  | NG | GAS |  | 0.15208 | 90.6 | 1 |  | Yes | 4573.6 | 90.069 | 0.99174 |  | 1089215.7647 | 754684.6929 | 1089215.765 | 754684.693 | 120697 | 84128 | 20.561 | 13.934 | 0.324 | 64732.078 | 2415.163 | 241.679 | 64794.898 | -- | 0.341 | 0.331 | 0.005 | 1072.638 | 0.02 | 0.002 | 1073.679 | -- | 0.038 | 0.037 | 0.001 | 118.86 | -- | 0.341 | 0.331 | 0.005 | 1072.638 | 0.02 | 0.002 | -- | 20.732 | 14.05 | 0.327 | 65271.1 | 2435.274 | 243.691 | -- | 1098285.625 | 760968.925 | 1098285.625 | 760968.925 | EPA/CAMD | EPA/CAMD | EPA/CAMD | EPA/CAMD | EIA | EIA | n/a | EPA/CAMD | EPA/CAMD | 9024.3814 | 0 | 28.795 | 120668.205 | 0 | 0 | 0 | 0 | 0 | 0 | 0 | 0 | 120697 | 0 | 0 | 120697 | 0 | 0 | 0.023857 | 99.9761 | 0 | 0 | 0 | 0 | 0 | 0 | 0 | 0 | 100 | 0 | 0 | 100 | 0
7041 | NY | Indeck-Oswego Energy Center | OP | 50450 | Niagara Mohawk Power Corp. | 13573 | Indeck-Oswego Ltd Partnership | 9244 | New York Independent System Operator | NYIS | NPCC | NYUP | NPCC Upstate NY | NYISO | 36 | 075 | Oswego | 43.4717 | -76.4935 | 1 |  | NG | GAS |  | 0.10498 | 57.4 | 1 |  | Yes | 72 | 2502.156 | 0.9997 |  | 491873.915 | 429670.7348 | 491873.915 | 429670.735 | 52785 | 46347 | 27.747 | 23.869 | 0.158 | 29233.812 | 1056.593 | 105.743 | 29261.297 | -- | 1.051 | 1.03 | 0.006 | 1107.656 | 0.02 | 0.002 | 1108.697 | -- | 0.113 | 0.111 | 0.001 | 118.867 | -- | 1.051 | 1.03 | 0.006 | 1107.656 | 0.02 | 0.002 | -- | 27.755 | 23.876 | 0.158 | 29242.575 | 1056.91 | 105.775 | -- | 492021.35 | 429799.525 | 492021.35 | 429799.525 | EPA/CAMD | EPA/CAMD | EPA/CAMD | EPA/CAMD | EIA | EIA | n/a | EPA/CAMD | EPA/CAMD | 9318.4411 | 0 | 13.605 | 52771.395 | 0 | 0 | 0 | 0 | 0 | 0 | 0 | 0 | 52785 | 0 | 0 | 52785 | 0 | 0 | 0.025774 | 99.9742 | 0 | 0 | 0 | 0 | 0 | 0 | 0 | 0 | 100 | 0 | 0 | 100 | 0
7042 | NY | Indeck-Silver Springs Energy Center | OP | 50449 | New York State Elec & Gas Corp | 13511 | Indeck-Energy Serv Silver Spg | 9245 | New York Independent System Operator | NYIS | NPCC | NYUP | NPCC Upstate NY | NYISO | 36 | 121 | Wyoming | 42.6544 | -78.0772 | 1 |  | NG | GAS |  | 0.16483 | 56.6 | 1 |  | Yes | 8921.6 | 31.264 | 0.97657 |  | 765201.8866 | 502506.9776 | 765201.887 | 502506.978 | 81725.41 | 54244 | 35.797 | 24.113 | 0.229 | 45476.908 | 1728.229 | 172.943 | 45521.861 | -- | 0.876 | 0.889 | 0.006 | 1112.92 | 0.021 | 0.002 | 1114.02 | -- | 0.094 | 0.096 | 0.001 | 118.863 | -- | 0.876 | 0.889 | 0.006 | 1112.92 | 0.021 | 0.002 | -- | 36.656 | 24.691 | 0.234 | 46567.85 | 1769.687 | 177.092 | -- | 783558.25 | 514561.575 | 783558.25 | 514561.575 | EPA/CAMD | EPA/CAMD | EPA/CAMD | EPA/CAMD | EIA | EIA | n/a | EPA/CAMD | EPA/CAMD | 9363.0841 | 0 | 19.636 | 81705.774 | 0 | 0 | 0 | 0 | 0 | 0 | 0 | 0 | 81725.41 | 0 | 0 | 81725.41 | 0 | 0 | 0.024027 | 99.976 | 0 | 0 | 0 | 0 | 0 | 0 | 0 | 0 | 100 | 0 | 0 | 100 | 0
7043 | NY | Indeck-Yerkes Energy Center | OP | 50451 | Niagara Mohawk Power Corp. | 13573 | Indeck-Yerkes Ltd Partnership | 9243 | New York Independent System Operator | NYIS | NPCC | NYUP | NPCC Upstate NY | NYISO | 36 | 029 | Erie | 42.9671 | -78.9182 | 1 |  | NG | GAS |  | 0.19718 | 59.9 | 1 |  | Yes | 0 |  | 1 |  | 1041233.55 | 665136.8 | 1041233.55 | 665136.8 | 103464 | 66387 | 77.723 | 48.845 | 0.526 | 62094.15 | 2336.95 | 240.342 | 62155.941 | -- | 1.502 | 1.472 | 0.01 | 1200.304 | 0.023 | 0.002 | 1201.499 | -- | 0.149 | 0.147 | 0.001 | 119.27 | -- | 1.502 | 1.472 | 0.01 | 1200.304 | 0.023 | 0.002 | -- | 77.723 | 48.845 | 0.526 | 62094.15 | 2336.95 | 240.342 | -- | 1041233.55 | 665136.8 | 1041233.55 | 665136.8 | EPA/CAMD | EPA/CAMD | EPA/CAMD | EPA/CAMD | EIA | EIA | n/a | EPA/CAMD | EPA/CAMD | 10063.728 | 0 | 1020.678 | 102443.322 | 0 | 0 | 0 | 0 | 0 | 0 | 0 | 0 | 103464 | 0 | 0 | 103464 | 0 | 0 | 0.98651 | 99.0135 | 0 | 0 | 0 | 0 | 0 | 0 | 0 | 0 | 100 | 0 | 0 | 100 | 0
7044 | NY | Independence | OP | 54547 | Niagara Mohawk Power Corp. | 13573 | Sithe/Independence LLC | 17254 | New York Independent System Operator | NYIS | NPCC | NYUP | NPCC Upstate NY | NYISO | 36 | 075 | Oswego | 43.495 | -76.4511 | 4 |  | NG | GAS |  | 0.49907 | 1086.1 | 0.50155 |  | Yes | 3787849.6 | 4.278 | 0.85085 |  | 29249486.1292 | 15364502.5409 | 29249486.129 | 15364502.541 | 4748251.85 | 2510129 | 206.812 | 102.661 | 8.775 | 1738253.283 | 68877.206 | 6887.721 | 1740044.09 | -- | 0.087 | 0.082 | 0.004 | 732.166 | 0.015 | 0.001 | 732.92 | -- | 0.014 | 0.013 | 0.001 | 118.857 | -- | 0.087 | 0.082 | 0.004 | 732.166 | 0.015 | 0.001 | -- | 243.066 | 120.657 | 10.313 | 2042970.514 | 80951.437 | 8095.144 | -- | 34376945.127 | 18057912.485 | 34376945.127 | 18057912.485 | EPA/CAMD | EPA/CAMD | EPA/CAMD | EPA/CAMD | EIA | EIA | n/a | EPA/CAMD | EPA/CAMD | 6160.0536 | 0 | 0 | 4748251.9 | 0 | 0 | 0 | 0 | 0 | 0 | 0 | 0 | 4748251.9 | 0 | 0 | 4748251.9 | 0 | 0 | 0 | 100 | 0 | 0 | 0 | 0 | 0 | 0 | 0 | 0 | 100 | 0 | 0 | 100 | 0
7045 | NY | Indian Point 2 | OP | 2497 | Consolidated Edison Co-NY Inc | 4226 | Entergy Nuclear Indian Point 2 | 6027 | New York Independent System Operator | NYIS | NPCC | NYCW | NPCC NYC/Westchester | NYISO | 36 | 119 | Westchester | 41.2706 | -73.9527 | 1 |  | NUC | NUCLEAR |  | 0.53167 | 1299 | [9 empty] | 63273974 | 23712394 | 6050001 | 2267283 |  |  |  | 0 | 0 | 0 | 0 | -- |  |  |  | 0 | 0 | 0 | 0 | -- |  |  |  |  | -- | [6 empty] | -- |  |  |  | 0 | 0 | 0 | -- | 0 | 0 | 63273974 | 23712394 |  |  |  | EIA | EIA | EIA | n/a | EIA | EIA |  | 0 | 0 | 0 | 6050001 | 0 | 0 | 0 | 0 | 0 | 0 | 0 | 6050001 | 0 | 0 | 0 | 6050001 | 0 | 0 | 0 | 100 | 0 | 0 | 0 | 0 | 0 | 0 | 0 | 100 | 0 | 0 | 0 | 100
7046 | NY | Indian Point 3 | OP | 8907 | Consolidated Edison Co-NY Inc | 4226 | Entergy Nuclear Indian Point 3 | 6028 | New York Independent System Operator | NYIS | NPCC | NYCW | NPCC NYC/Westchester | NYISO | 36 | 119 | Westchester | 41.2706 | -73.9526 | 1 |  | NUC | NUCLEAR |  | 1.0238 | 1012 | [9 empty] | 94923160 | 39448722 | 9076168 | 3771927 |  |  |  | 0 | 0 | 0 | 0 | -- |  |  |  | 0 | 0 | 0 | 0 | -- |  |  |  |  | -- | [6 empty] | -- |  |  |  | 0 | 0 | 0 | -- | 0 | 0 | 94923160 | 39448722 |  |  |  | EIA | EIA | EIA | n/a | EIA | EIA |  | 0 | 0 | 0 | 9076168 | 0 | 0 | 0 | 0 | 0 | 0 | 0 | 9076168 | 0 | 0 | 0 | 9076168 | 0 | 0 | 0 | 100 | 0 | 0 | 0 | 0 | 0 | 0 | 0 | 100 | 0 | 0 | 0 | 100
7047 | NY | Inghams | OP | 2579 | Niagara Mohawk Power Corp. | 13573 | Erie Boulevard Hydropower LP | 5914 | New York Independent System Operator | NYIS | NPCC | NYUP | NPCC Upstate NY | NYISO | 36 | 035 | Fulton | 43.061 | -74.7643 | 0 |  | WAT | HYDRO |  | 0.34541 | 6 | [9 empty] | 167607 | 69278 | 18155 | 7504 |  |  |  | 0 | 0 | 0 | 0 | -- |  |  |  | 0 | 0 | 0 | 0 | -- |  |  |  |  | -- | [6 empty] | -- |  |  |  | 0 | 0 | 0 | -- | 0 | 0 | 167607 | 69278 |  |  |  | EIA | EIA | EIA | n/a | EIA | EIA |  | 0 | 0 | 0 | 0 | 18155 | 0 | 0 | 0 | 0 | 0 | 0 | 0 | 18155 | 0 | 0 | 18155 | 0 | 0 | 0 | 0 | 100 | 0 | 0 | 0 | 0 | 0 | 0 | 0 | 100 | 0 | 0 | 100
7048 | NY | Jamaica Bay Peaking | OP | 56141 | Long Island Power Authority | 11171 | Jamaica Bay Peaking Facility, LLC | 49786 | New York Independent System Operator | NYIS | NPCC | NYLI | NPCC Long Island | NYISO | 36 | 081 | Queens | 40.6097 | -73.7622 | 0 |  | KER | OIL |  | 0.01667 | 60.5 | 1 | [6 empty] | 104630 | 32904 | 104630 | 32904 | 8837 | 2779 | 44.243 | 13.913 | 15.851 | 8673.177 | 692.01 | 138.402 | 8701.895 | -- | 10.013 | 10.013 | 3.587 | 1962.923 | 0.078 | 0.016 | 1969.423 | -- | 0.846 | 0.846 | 0.303 | 165.788 | -- | 10.013 | 10.013 | 3.587 | 1962.923 | 0.078 | 0.016 | -- | 44.243 | 13.913 | 15.851 | 8673.177 | 692.01 | 138.402 | -- | 104630 | 32904 | 104630 | 32904 | EIA | EIA | EIA | EIA | EIA | EIA | n/a | EIA | EIA | 11839.9909 | 0 | 8837 | 0 | 0 | 0 | 0 | 0 | 0 | 0 | 0 | 0 | 8837 | 0 | 0 | 8837 | 0 | 0 | 100 | 0 | 0 | 0 | 0 | 0 | 0 | 0 | 0 | 0 | 100 | 0 | 0 | 100 | 0
7049 | NY | James A Fitzpatrick | OP | 6110 | New York Power Authority | 15296 | Entergy Nuc Fitzpatrick LLC | 5943 | New York Independent System Operator | NYIS | NPCC | NYUP | NPCC Upstate NY | NYISO | 36 | 075 | Oswego | 43.5214 | -76.4084 | 1 |  | NUC | NUCLEAR |  | 0.76027 | 882 | [9 empty] | 61434584 | 25146987 | 5874126 | 2404453 |  |  |  | 0 | 0 | 0 | 0 | -- |  |  |  | 0 | 0 | 0 | 0 | -- |  |  |  |  | -- | [6 empty] | -- |  |  |  | 0 | 0 | 0 | -- | 0 | 0 | 61434584 | 25146987 |  |  |  | EIA | EIA | EIA | n/a | EIA | EIA |  | 0 | 0 | 0 | 5874126 | 0 | 0 | 0 | 0 | 0 | 0 | 0 | 5874126 | 0 | 0 | 0 | 5874126 | 0 | 0 | 0 | 100 | 0 | 0 | 0 | 0 | 0 | 0 | 0 | 100 | 0 | 0 | 0 | 100
7050 | NY | Jarvis (Hinckley) | OP | 808 | New York Power Authority | 15296 | New York Power Authority | 15296 | New York Independent System Operator | NYIS | NPCC | NYUP | NPCC Upstate NY | NYISO | 36 | 065 | Oneida | 43.3121 | -75.109 | 0 |  | WAT | HYDRO |  | 0.36934 | 9 | [9 empty] | 268826 | 111115 | 29119 | 12036 |  |  |  | 0 | 0 | 0 | 0 | -- |  |  |  | 0 | 0 | 0 | 0 | -- |  |  |  |  | -- | [6 empty] | -- |  |  |  | 0 | 0 | 0 | -- | 0 | 0 | 268826 | 111115 |  |  |  | EIA | EIA | EIA | n/a | EIA | EIA |  | 0 | 0 | 0 | 0 | 29119 | 0 | 0 | 0 | 0 | 0 | 0 | 0 | 29119 | 0 | 0 | 29119 | 0 | 0 | 0 | 0 | 100 | 0 | 0 | 0 | 0 | 0 | 0 | 0 | 100 | 0 | 0 | 100
7051 | NY | Jefferson-Lewis BOCES Solar | P | 60819 | Niagara Mohawk Power Corp. | 13573 | Tesla Inc. | 60947 | New York Independent System Operator | NYIS | NPCC | NYUP | NPCC Upstate NY | NYISO | 36 | 045 | Jefferson | 43.971 | -75.9698 | 0 |  | SUN | SOLAR |  |  | 1.5 | [20 empty] | -- | [7 empty] | -- |  |  |  |  | -- | [6 empty] | -- | [6 empty] | -- | 0 | 0 | [8 empty] | n/a
7052 | NY | Jericho Rise Wind Farm LLC | OP | 59629 | New York Power Authority | 15296 | Jericho Rise Wind Farm LLC | 59362 | New York Independent System Operator | NYIS | NPCC | NYUP | NPCC Upstate NY | NYISO | 36 | 033 | Franklin | 44.8889 | -74.1033 | 0 |  | WND | WIND |  | 0.02251 | 77.7 | [9 empty] | 141434 | 0 | 15320 | 0 |  |  |  | 0 | 0 | 0 | 0 | -- |  |  |  | 0 | 0 | 0 | 0 | -- |  |  |  |  | -- | [6 empty] | -- |  |  |  | 0 | 0 | 0 | -- | 0 | 0 | 141434 | 0 |  |  |  | EIA | EIA | EIA | n/a | EIA | EIA |  | 0 | 0 | 0 | 0 | 0 | 0 | 15320 | 0 | 0 | 0 | 0 | 0 | 15320 | 15320 | 0 | 15320 | 0 | 0 | 0 | 0 | 0 | 0 | 100 | 0 | 0 | 0 | 0 | 0 | 100 | 100 | 0 | 100
7053 | NY | Johnsonville Dam | OP | 2580 | Niagara Mohawk Power Corp. | 13573 | Erie Boulevard Hydropower LP | 5914 | New York Independent System Operator | NYIS | NPCC | NYUP | NPCC Upstate NY | NYISO | 36 | 083 | Rensselaer | 42.9204 | -73.5089 | 0 |  | WAT | HYDRO |  | 0.13505 | 4 | [9 empty] | 43686 | 18058 | 4732 | 1956 |  |  |  | 0 | 0 | 0 | 0 | -- |  |  |  | 0 | 0 | 0 | 0 | -- |  |  |  |  | -- | [6 empty] | -- |  |  |  | 0 | 0 | 0 | -- | 0 | 0 | 43686 | 18058 |  |  |  | EIA | EIA | EIA | n/a | EIA | EIA |  | 0 | 0 | 0 | 0 | 4732 | 0 | 0 | 0 | 0 | 0 | 0 | 0 | 4732 | 0 | 0 | 4732 | 0 | 0 | 0 | 0 | 100 | 0 | 0 | 0 | 0 | 0 | 0 | 0 | 100 | 0 | 0 | 100
7054 | NY | Jordanville Wind Farm | IP | 56398 | New York State Elec & Gas Corp | 13511 | Avangrid Renewables LLC | 15399 | New York Independent System Operator | NYIS | NPCC | NYUP | NPCC Upstate NY | NYISO | 36 | 043 | Herkimer | 43.5 | -75 | 0 |  | WND | WIND |  |  | 80 | [20 empty] | -- | [7 empty] | -- |  |  |  |  | -- | [6 empty] | -- | [6 empty] | -- | 0 | 0 | [8 empty] | n/a
7055 | NY | Kamargo | OP | 2581 | Niagara Mohawk Power Corp. | 13573 | Erie Boulevard Hydropower LP | 5914 | New York Independent System Operator | NYIS | NPCC | NYUP | NPCC Upstate NY | NYISO | 36 | 045 | Jefferson | 44.0117 | -75.7967 | 0 |  | WAT | HYDRO |  | 0.32057 | 6 | [9 empty] | 155550.999 | 64293.999 | 16848.999 | 6963.999 |  |  |  | 0 | 0 | 0 | 0 | -- |  |  |  | 0 | 0 | 0 | 0 | -- |  |  |  |  | -- | [6 empty] | -- |  |  |  | 0 | 0 | 0 | -- | 0 | 0 | 155550.999 | 64293.999 |  |  |  | EIA | EIA | EIA | n/a | EIA | EIA |  | 0 | 0 | 0 | 0 | 16849 | 0 | 0 | 0 | 0 | 0 | 0 | 0 | 16849 | 0 | 0 | 16849 | 0 | 0 | 0 | 0 | 100 | 0 | 0 | 0 | 0 | 0 | 0 | 0 | 100 | 0 | 0 | 100
7056 | NY | Kensico | RE | 650 | Consolidated Edison Co-NY Inc | 4226 | New York Power Authority | 15296 | New York Independent System Operator | NYIS | NPCC | NYCW | NPCC NYC/Westchester | NYISO | 36 | 119 | Westchester | 41.0851 | -73.7748 | 0 |  | WAT | HYDRO |  |  | 3 | [20 empty] | -- | [7 empty] | -- |  |  |  |  | -- | [6 empty] | -- | [6 empty] | -- | 0 | 0 | [8 empty] | n/a
7057 | NY | Kent Falls | OP | 2532 | New York State Elec & Gas Corp | 13511 | New York State Elec & Gas Corp | 13511 | New York Independent System Operator | NYIS | NPCC | NYUP | NPCC Upstate NY | NYISO | 36 | 019 | Clinton | 44.7053 | -73.5967 | 0 |  | WAT | HYDRO |  | 0.3641 | 12.4 | [9 empty] | 365123.999 | 150918.001 | 39550.001 | 16347.001 |  |  |  | 0 | 0 | 0 | 0 | -- |  |  |  | 0 | 0 | 0 | 0 | -- |  |  |  |  | -- | [6 empty] | -- |  |  |  | 0 | 0 | 0 | -- | 0 | 0 | 365123.999 | 150918.001 |  |  |  | EIA | EIA | EIA | n/a | EIA | EIA |  | 0 | 0 | 0 | 0 | 39550 | 0 | 0 | 0 | 0 | 0 | 0 | 0 | 39550 | 0 | 0 | 39550 | 0 | 0 | 0 | 0 | 100 | 0 | 0 | 0 | 0 | 0 | 0 | 0 | 100 | 0 | 0 | 100
7058 | NY | Keuka | RE | 2533 | New York State Elec & Gas Corp | 13511 | New York State Elec & Gas Corp | 13511 | New York Independent System Operator | NYIS | NPCC | NYUP | NPCC Upstate NY | NYISO | 36 | 101 | Steuben | 42.4942 | -77.1194 | 0 |  | WAT | HYDRO |  |  | 2 | [20 empty] | -- | [7 empty] | -- |  |  |  |  | -- | [6 empty] | -- | [6 empty] | -- | 0 | 0 | [8 empty] | n/a
7059 | NY | KIAC Cogeneration | OP | 54114 | Consolidated Edison Co-NY Inc | 4226 | KIAC Partners | 10349 | New York Independent System Operator | NYIS | NPCC | NYCW | NPCC NYC/Westchester | NYISO | 36 | 081 | Queens | 40.6417 | -73.7778 | 2 |  | NG | GAS |  | 0.45938 | 171.2 | 0.5677 |  | Yes | 0 |  | 1 |  | 6068088.274 | 2841239.263 | 6068088.274 | 2841239.263 | 688937 | 318287 | 77.681 | 36.046 | 1.821 | 360622.583 | 13191.644 | 1319.164 | 360965.566 | -- | 0.226 | 0.226 | 0.005 | 1046.896 | 0.019 | 0.002 | 1047.891 | -- | 0.026 | 0.025 | 0.001 | 118.859 | -- | 0.226 | 0.226 | 0.005 | 1046.896 | 0.019 | 0.002 | -- | 77.681 | 36.046 | 1.821 | 360622.583 | 13191.644 | 1319.164 | -- | 6068088.274 | 2841239.263 | 6068088.274 | 2841239.263 | EPA/CAMD | EPA/CAMD | EPA/CAMD | EPA/CAMD | EIA | EIA | n/a | EPA/CAMD | EPA/CAMD | 8807.9001 | 0 | 0 | 688937 | 0 | 0 | 0 | 0 | 0 | 0 | 0 | 0 | 688937 | 0 | 0 | 688937 | 0 | 0 | 0 | 100 | 0 | 0 | 0 | 0 | 0 | 0 | 0 | 0 | 100 | 0 | 0 | 100 | 0
7060 | NY | Kings Falls Hydroelectric | OS | 10872 | Niagara Mohawk Power Corp. | 13573 | Silverstreet Hydro | 56590 | New York Independent System Operator | NYIS | NPCC | NYUP | NPCC Upstate NY | NYISO | 36 | 049 | Lewis | 43.9173 | -75.6338 | 0 |  | WAT | HYDRO |  |  | 1.6 | [20 empty] | -- | [7 empty] | -- |  |  |  |  | -- | [6 empty] | -- | [6 empty] | -- | 0 | 0 | [8 empty] | n/a
7061 | NY | Kings Park Solar I | T | 59880 | Long Island Power Authority | 11171 | BQ Energy LLC | 59474 | New York Independent System Operator | NYIS | NPCC | NYLI | NPCC Long Island | NYISO | 36 | 103 | Suffolk | 40.8683 | -73.2493 | 0 |  | SUN | SOLAR |  |  | 2 | [20 empty] | -- | [7 empty] | -- |  |  |  |  | -- | [6 empty] | -- | [6 empty] | -- | 0 | 0 | [8 empty] | n/a
7062 | NY | Kings Park Solar II | T | 59881 | Long Island Power Authority | 11171 | BQ Energy LLC | 59474 | New York Independent System Operator | NYIS | NPCC | NYLI | NPCC Long Island | NYISO | 36 | 103 | Suffolk | 40.8683 | -73.2493 | 0 |  | SUN | SOLAR |  |  | 2 | [20 empty] | -- | [7 empty] | -- |  |  |  |  | -- | [6 empty] | -- | [6 empty] | -- | 0 | 0 | [8 empty] | n/a
7063 | NY | Kosterville | OP | 56705 | Niagara Mohawk Power Corp. | 13573 | Northbrook Lyons Falls LLC | 55941 | New York Independent System Operator | NYIS | NPCC | NYUP | NPCC Upstate NY | NYISO | 36 | 049 | Lewis | 43.6142 | -75.3327 | 0 |  | WAT | HYDRO |  | 0.29007 | 1 | [9 empty] | 23459 | 9697 | 2541 | 1050 |  |  |  | 0 | 0 | 0 | 0 | -- |  |  |  | 0 | 0 | 0 | 0 | -- |  |  |  |  | -- | [6 empty] | -- |  |  |  | 0 | 0 | 0 | -- | 0 | 0 | 23459 | 9697 |  |  |  | EIA | EIA | EIA | n/a | EIA | EIA |  | 0 | 0 | 0 | 0 | 2541 | 0 | 0 | 0 | 0 | 0 | 0 | 0 | 2541 | 0 | 0 | 2541 | 0 | 0 | 0 | 0 | 100 | 0 | 0 | 0 | 0 | 0 | 0 | 0 | 100 | 0 | 0 | 100
7064 | NY | Lachute Hydro Lower | OP | 10752 | Niagara Mohawk Power Corp. | 13573 | Lachute Hydro Co Inc | 10575 | New York Independent System Operator | NYIS | NPCC | NYUP | NPCC Upstate NY | NYISO | 36 | 031 | Essex | 43.849 | -73.4207 | 0 |  | WAT | HYDRO |  | 0.32207 | 3.8 | [9 empty] | 98976 | 40910 | 10721 | 4431 |  |  |  | 0 | 0 | 0 | 0 | -- |  |  |  | 0 | 0 | 0 | 0 | -- |  |  |  |  | -- | [6 empty] | -- |  |  |  | 0 | 0 | 0 | -- | 0 | 0 | 98976 | 40910 |  |  |  | EIA | EIA | EIA | n/a | EIA | EIA |  | 0 | 0 | 0 | 0 | 10721 | 0 | 0 | 0 | 0 | 0 | 0 | 0 | 10721 | 0 | 0 | 10721 | 0 | 0 | 0 | 0 | 100 | 0 | 0 | 0 | 0 | 0 | 0 | 0 | 100 | 0 | 0 | 100
7065 | NY | Lachute Hydro Upper | OP | 10753 | Niagara Mohawk Power Corp. | 13573 | Lachute Hydro Co Inc | 10575 | New York Independent System Operator | NYIS | NPCC | NYUP | NPCC Upstate NY | NYISO | 36 | 031 | Essex | 43.8439 | -73.4312 | 0 |  | WAT | HYDRO |  | 0.23536 | 5.2 | [9 empty] | 98976 | 40910 | 10721 | 4431 |  |  |  | 0 | 0 | 0 | 0 | -- |  |  |  | 0 | 0 | 0 | 0 | -- |  |  |  |  | -- | [6 empty] | -- |  |  |  | 0 | 0 | 0 | -- | 0 | 0 | 98976 | 40910 |  |  |  | EIA | EIA | EIA | n/a | EIA | EIA |  | 0 | 0 | 0 | 0 | 10721 | 0 | 0 | 0 | 0 | 0 | 0 | 0 | 10721 | 0 | 0 | 10721 | 0 | 0 | 0 | 0 | 100 | 0 | 0 | 0 | 0 | 0 | 0 | 0 | 100 | 0 | 0 | 100
7066 | NY | Leavenworth Greenworks LLC | OP | 59276 | Long Island Power Authority | 11171 | Sustainable Power Group, LLC | 58661 | New York Independent System Operator | NYIS | NPCC | NYLI | NPCC Long Island | NYISO | 36 | 103 | Suffolk | 40.9253 | -72.7633 | 0 |  | SUN | SOLAR |  | 0.13669 | 9.5 | [9 empty] | 105014 | 70687 | 11375 | 7657 |  |  |  | 0 | 0 | 0 | 0 | -- |  |  |  | 0 | 0 | 0 | 0 | -- |  |  |  |  | -- | [6 empty] | -- |  |  |  | 0 | 0 | 0 | -- | 0 | 0 | 105014 | 70687 |  |  |  | EIA | EIA | EIA | n/a | EIA | EIA |  | 0 | 0 | 0 | 0 | 0 | 0 | 0 | 11375 | 0 | 0 | 0 | 0 | 11375 | 11375 | 0 | 11375 | 0 | 0 | 0 | 0 | 0 | 0 | 0 | 100 | 0 | 0 | 0 | 0 | 100 | 100 | 0 | 100
7067 | NY | Lederle Laboratories | OP | 10521 | Orange & Rockland Utils Inc | 14154 | Veolia NA - Municipal & Commercial Business | 60641 | New York Independent System Operator | NYIS | NPCC | NYUP | NPCC Upstate NY | NYISO | 36 | 087 | Rockland | 41.0772 | -74.0181 | 15 | 15 | NG | GAS |  | 0.60624 | 23.4 | 0.32293 |  | Yes | 936683.2 | 0.453 | 0.37646 |  | 709888.0105 | 231918.0143 | 709888.011 | 231918.014 | 124269.61 | 60170 | 159.127 | 37.107 | 22.919 | 45242.652 | 2277.856 | 334.708 | 45318.449 | -- | 2.561 | 1.233 | 0.369 | 728.137 | 0.018 | 0.003 | 729.357 | -- | 0.448 | 0.32 | 0.065 | 127.464 | -- | 2.561 | 1.233 | 0.369 | 728.137 | 0.018 | 0.003 | -- | 422.698 | 98.569 | 60.88 | 120180.431 | 6050.788 | 889.104 | -- | 1885712.8 | 616056 | 1885712.8 | 616056 | EIA | EIA | EIA | EIA | EIA | EIA | n/a | EIA | EIA | 5712.4828 | 0 | 857.765 | 123411.845 | 0 | 0 | 0 | 0 | 0 | 0 | 0 | 0 | 124269.61 | 0 | 0 | 124269.61 | 0 | 0 | 0.69025 | 99.3098 | 0 | 0 | 0 | 0 | 0 | 0 | 0 | 0 | 100 | 0 | 0 | 100 | 0
7068 | NY | Letchworth Solar Project | V | 61389 | New York State Elec & Gas Corp | 13511 | AEP Onsite Partners | 60571 | New York Independent System Operator | NYIS | NPCC | NYUP | NPCC Upstate NY | NYISO | 36 | 121 | Wyoming | 42.619 | -78.1795 | 0 |  | SUN | SOLAR |  |  | 1.2 | [20 empty] | -- | [7 empty] | -- |  |  |  |  | -- | [6 empty] | -- | [6 empty] | -- | 0 | 0 | [8 empty] | n/a
7069 | NY | Lewiston Niagara | OP | 2692 | New York Power Authority | 15296 | New York Power Authority | 15296 | New York Independent System Operator | NYIS | NPCC | NYUP | NPCC Upstate NY | NYISO | 36 | 063 | Niagara | 43.143 | -79.022 | 0 |  | WAT | HYDRO |  | 0 | 240 | [6 empty] | Yes |  |  | 0 | 0 | -284769.996 | -144846.996 |  |  |  | 0 | 0 | 0 | 0 | -- | 0 | 0 | 0 | 0 | 0 | 0 | 0 | -- |  |  |  |  | -- | [6 empty] | -- |  |  |  | 0 | 0 | 0 | -- | 0 | 0 | 0 | 0 |  |  |  | EIA | EIA | EIA | n/a | EIA | EIA |  | 0 | 0 | 0 | 0 | -284770 | 0 | 0 | 0 | 0 | 0 | 0 | 0 | -284770 | 0 | 0 | -284770
7070 | NY | Lighthouse Hill | OP | 2582 | Niagara Mohawk Power Corp. | 13573 | Erie Boulevard Hydropower LP | 5914 | New York Independent System Operator | NYIS | NPCC | NYUP | NPCC Upstate NY | NYISO | 36 | 075 | Oswego | 43.5241 | -75.9703 | 0 |  | WAT | HYDRO |  | 0.28677 | 8 | [9 empty] | 185536 | 76688 | 20097 | 8307 |  |  |  | 0 | 0 | 0 | 0 | -- |  |  |  | 0 | 0 | 0 | 0 | -- |  |  |  |  | -- | [6 empty] | -- |  |  |  | 0 | 0 | 0 | -- | 0 | 0 | 185536 | 76688 |  |  |  | EIA | EIA | EIA | n/a | EIA | EIA |  | 0 | 0 | 0 | 0 | 20097 | 0 | 0 | 0 | 0 | 0 | 0 | 0 | 20097 | 0 | 0 | 20097 | 0 | 0 | 0 | 0 | 100 | 0 | 0 | 0 | 0 | 0 | 0 | 0 | 100 | 0 | 0 | 100
7071 | NY | Little Falls Hydro | OP | 51034 | Niagara Mohawk Power Corp. | 13573 | Little Falls Hydroelec Assoc | 10714 | New York Independent System Operator | NYIS | NPCC | NYUP | NPCC Upstate NY | NYISO | 36 | 043 | Herkimer | 43.0403 | -74.8506 | 0 |  | WAT | HYDRO |  | 0.43883 | 13 | [9 empty] | 461360 | 190696 | 49974 | 20656 |  |  |  | 0 | 0 | 0 | 0 | -- |  |  |  | 0 | 0 | 0 | 0 | -- |  |  |  |  | -- | [6 empty] | -- |  |  |  | 0 | 0 | 0 | -- | 0 | 0 | 461360 | 190696 |  |  |  | EIA | EIA | EIA | n/a | EIA | EIA |  | 0 | 0 | 0 | 0 | 49974 | 0 | 0 | 0 | 0 | 0 | 0 | 0 | 49974 | 0 | 0 | 49974 | 0 | 0 | 0 | 0 | 100 | 0 | 0 | 0 | 0 | 0 | 0 | 0 | 100 | 0 | 0 | 100
7072 | NY | Lockport | OP | 54041 | New York State Elec & Gas Corp | 13511 | Lockport Energy Associates LP | 11127 | New York Independent System Operator | NYIS | NPCC | NYUP | NPCC Upstate NY | NYISO | 36 | 063 | Niagara | 43.1619 | -78.745 | 1 |  | NG | GAS |  | 0.31817 | 221.3 | 0.80305 |  | Yes | 0 |  | 1 |  | 5353511.525 | 3123682.05 | 5353511.525 | 3123682.05 | 616799.72 | 359496 | 587.278 | 319.986 | 1.802 | 318155.325 | 10553.945 | 1055.394 | 318429.728 | -- | 1.904 | 1.78 | 0.006 | 1031.633 | 0.017 | 0.002 | 1032.522 | -- | 0.219 | 0.205 | 0.001 | 118.859 | -- | 1.904 | 1.78 | 0.006 | 1031.633 | 0.017 | 0.002 | -- | 587.278 | 319.986 | 1.802 | 318155.325 | 10553.945 | 1055.394 | -- | 5353511.525 | 3123682.05 | 5353511.525 | 3123682.05 | EPA/CAMD | EPA/CAMD | EPA/CAMD | EPA/CAMD | EIA | EIA | n/a | EPA/CAMD | EPA/CAMD | 8679.4973 | 0 | 0 | 616799.72 | 0 | 0 | 0 | 0 | 0 | 0 | 0 | 0 | 616799.72 | 0 | 0 | 616799.72 | 0 | 0 | 0 | 100 | 0 | 0 | 0 | 0 | 0 | 0 | 0 | 0 | 100 | 0 | 0 | 100 | 0
7073 | NY | Long Island Solar Farm LLC | OP | 57589 | Long Island Power Authority | 11171 | Long Island Solar Farm LLC | 56924 | New York Independent System Operator | NYIS | NPCC | NYLI | NPCC Long Island | NYISO | 36 | 103 | Suffolk | 40.8611 | -72.8478 | 0 |  | SUN | SOLAR |  | 0.19464 | 31.5 | [9 empty] | 495841 | 245025 | 53709 | 26541 |  |  |  | 0 | 0 | 0 | 0 | -- |  |  |  | 0 | 0 | 0 | 0 | -- |  |  |  |  | -- | [6 empty] | -- |  |  |  | 0 | 0 | 0 | -- | 0 | 0 | 495841 | 245025 |  |  |  | EIA | EIA | EIA | n/a | EIA | EIA |  | 0 | 0 | 0 | 0 | 0 | 0 | 0 | 53709 | 0 | 0 | 0 | 0 | 53709 | 53709 | 0 | 53709 | 0 | 0 | 0 | 0 | 0 | 0 | 0 | 100 | 0 | 0 | 0 | 0 | 100 | 100 | 0 | 100
7074 | NY | Longfalls Facility | OP | 54548 | Niagara Mohawk Power Corp. | 13573 | Ampersand Long Falls Hydro, LLC | 59827 | New York Independent System Operator | NYIS | NPCC | NYUP | NPCC Upstate NY | NYISO | 36 | 045 | Jefferson | 43.9808 | -75.6247 | 0 |  | WAT | HYDRO |  | 0.28781 | 3.3 | [9 empty] | 76811 | 31749 | 8320 | 3439 |  |  |  | 0 | 0 | 0 | 0 | -- |  |  |  | 0 | 0 | 0 | 0 | -- |  |  |  |  | -- | [6 empty] | -- |  |  |  | 0 | 0 | 0 | -- | 0 | 0 | 76811 | 31749 |  |  |  | EIA | EIA | EIA | n/a | EIA | EIA |  | 0 | 0 | 0 | 0 | 8320 | 0 | 0 | 0 | 0 | 0 | 0 | 0 | 8320 | 0 | 0 | 8320 | 0 | 0 | 0 | 0 | 100 | 0 | 0 | 0 | 0 | 0 | 0 | 0 | 100 | 0 | 0 | 100
7075 | NY | Lovett | RE | 2629 | Orange & Rockland Utils Inc | 14154 | NRG New York LLC | 12792 | New York Independent System Operator | NYIS | NPCC | NYUP | NPCC Upstate NY | NYISO | 36 | 087 | Rockland | 41.2578 | -73.9797 | 3 | 3 |  |  |  |  | 449.1 | [20 empty] | -- | [7 empty] | -- |  |  |  |  | -- | [6 empty] | -- | [6 empty] | -- | [10 empty] | n/a
7076 | NY | Lower Beaver Falls Project | OP | 54691 | Niagara Mohawk Power Corp. | 13573 | Eagle Creek RE LLC | 57280 | New York Independent System Operator | NYIS | NPCC | NYUP | NPCC Upstate NY | NYISO | 36 | 049 | Lewis | 43.8844 | -75.4306 | 0 |  | WAT | HYDRO |  | 0.55377 | 1 | [9 empty] | 44785 | 18511 | 4851 | 2005 |  |  |  | 0 | 0 | 0 | 0 | -- |  |  |  | 0 | 0 | 0 | 0 | -- |  |  |  |  | -- | [6 empty] | -- |  |  |  | 0 | 0 | 0 | -- | 0 | 0 | 44785 | 18511 |  |  |  | EIA | EIA | EIA | n/a | EIA | EIA |  | 0 | 0 | 0 | 0 | 4851 | 0 | 0 | 0 | 0 | 0 | 0 | 0 | 4851 | 0 | 0 | 4851 | 0 | 0 | 0 | 0 | 100 | 0 | 0 | 0 | 0 | 0 | 0 | 0 | 100 | 0 | 0 | 100
7077 | NY | Lower Saranac Hydroelectric Facility | OP | 10214 | New York State Elec & Gas Corp | 13511 | Lower Saranac Hydro Partner LP | 11270 | New York Independent System Operator | NYIS | NPCC | NYUP | NPCC Upstate NY | NYISO | 36 | 019 | Clinton | 44.6694 | -73.5075 | 0 |  | WAT | HYDRO |  | 0.41104 | 6.7 | [9 empty] | 222723 | 92059.001 | 24125 | 9971.999 |  |  |  | 0 | 0 | 0 | 0 | -- |  |  |  | 0 | 0 | 0 | 0 | -- |  |  |  |  | -- | [6 empty] | -- |  |  |  | 0 | 0 | 0 | -- | 0 | 0 | 222723 | 92059.001 |  |  |  | EIA | EIA | EIA | n/a | EIA | EIA |  | 0 | 0 | 0 | 0 | 24125 | 0 | 0 | 0 | 0 | 0 | 0 | 0 | 24125 | 0 | 0 | 24125 | 0 | 0 | 0 | 0 | 100 | 0 | 0 | 0 | 0 | 0 | 0 | 0 | 100 | 0 | 0 | 100
7078 | NY | Lyons Falls Hydroelectric | OP | 56703 | Niagara Mohawk Power Corp. | 13573 | Northbrook Lyons Falls LLC | 55941 | New York Independent System Operator | NYIS | NPCC | NYUP | NPCC Upstate NY | NYISO | 36 | 049 | Lewis | 43.6186 | -75.3586 | 0 |  | WAT | HYDRO |  | 0.62103 | 5.5 | [9 empty] | 276231 | 114175 | 29921 | 12367.001 |  |  |  | 0 | 0 | 0 | 0 | -- |  |  |  | 0 | 0 | 0 | 0 | -- |  |  |  |  | -- | [6 empty] | -- |  |  |  | 0 | 0 | 0 | -- | 0 | 0 | 276231 | 114175 |  |  |  | EIA | EIA | EIA | n/a | EIA | EIA |  | 0 | 0 | 0 | 0 | 29921 | 0 | 0 | 0 | 0 | 0 | 0 | 0 | 29921 | 0 | 0 | 29921 | 0 | 0 | 0 | 0 | 100 | 0 | 0 | 0 | 0 | 0 | 0 | 0 | 100 | 0 | 0 | 100
7079 | NY | Lyonsdale Associates | OP | 50652 | Niagara Mohawk Power Corp. | 13573 | Burrows Paper Corp | 2598 | New York Independent System Operator | NYIS | NPCC | NYUP | NPCC Upstate NY | NYISO | 36 | 049 | Lewis | 43.6189 | -75.3055 | 0 |  | WAT | HYDRO |  | 0.41104 | 3 | [9 empty] | 99724 | 41220 | 10802 | 4465 |  |  |  | 0 | 0 | 0 | 0 | -- |  |  |  | 0 | 0 | 0 | 0 | -- |  |  |  |  | -- | [6 empty] | -- |  |  |  | 0 | 0 | 0 | -- | 0 | 0 | 99724 | 41220 |  |  |  | EIA | EIA | EIA | n/a | EIA | EIA |  | 0 | 0 | 0 | 0 | 10802 | 0 | 0 | 0 | 0 | 0 | 0 | 0 | 10802 | 0 | 0 | 10802 | 0 | 0 | 0 | 0 | 100 | 0 | 0 | 0 | 0 | 0 | 0 | 0 | 100 | 0 | 0 | 100
7080 | NY | MacArthur Waste to Energy Facility | OP | 51038 | Long Island Power Authority | 11171 | Covanta MacArthur Renewable Energy | 56601 | New York Independent System Operator | NYIS | NPCC | NYLI | NPCC Long Island | NYISO | 36 | 103 | Suffolk | 40.7869 | -73.1064 | 2 | 2 | MSW | BIOMASS |  | 0.52433 | 12.5 | 0.45945 | Yes | Yes | 0 |  | 1 |  | 1588574.192 | 700110.961 | 1588574.192 | 700110.961 | 57414 | 26087 | 154.898 | 73.533 | 2.973 | 77956.666 | 111105.776 | 14581.66 | 81383.434 | -- | 5.396 | 5.638 | 0.104 | 2715.598 | 1.935 | 0.254 | 2834.968 | -- | 0.195 | 0.21 | 0.004 | 98.147 | -- | 5.396 | 5.638 | 0.104 | 2715.598 | 1.935 | 0.254 | -- | 154.898 | 73.533 | 2.973 | 158238.091 | 111105.776 | 14581.66 | -- | 1588574.192 | 700110.961 | 1588574.192 | 700110.961 | EIA | EIA | EIA | EIA | EIA | EIA | n/a | EIA | EIA | 27668.7601 | 0 | 0 | 446.569 | 0 | 0 | 56967.431 | 0 | 0 | 0 | 0 | 0 | 446.569 | 56967.431 | 56967.431 | 57414 | 0 | 0 | 0 | 0.77781 | 0 | 0 | 99.2222 | 0 | 0 | 0 | 0 | 0 | 0.77781 | 99.2222 | 99.2222 | 100 | 0
7081 | NY | Macomb | OP | 2583 | Niagara Mohawk Power Corp. | 13573 | Erie Boulevard Hydropower LP | 5914 | New York Independent System Operator | NYIS | NPCC | NYUP | NPCC Upstate NY | NYISO | 36 | 033 | Franklin | 44.8773 | -74.3063 | 0 |  | WAT | HYDRO |  | 0.64486 | 1 | [9 empty] | 52153 | 21557 | 5649 | 2335 |  |  |  | 0 | 0 | 0 | 0 | -- |  |  |  | 0 | 0 | 0 | 0 | -- |  |  |  |  | -- | [6 empty] | -- |  |  |  | 0 | 0 | 0 | -- | 0 | 0 | 52153 | 21557 |  |  |  | EIA | EIA | EIA | n/a | EIA | EIA |  | 0 | 0 | 0 | 0 | 5649 | 0 | 0 | 0 | 0 | 0 | 0 | 0 | 5649 | 0 | 0 | 5649 | 0 | 0 | 0 | 0 | 100 | 0 | 0 | 0 | 0 | 0 | 0 | 0 | 100 | 0 | 0 | 100
7082 | NY | Madison Windpower LLC | OP | 55769 | New York State Elec & Gas Corp | 13511 | EDP Renewables North America LLC | 49880 | New York Independent System Operator | NYIS | NPCC | NYUP | NPCC Upstate NY | NYISO | 36 | 053 | Madison | 42.8947 | -75.4517 | 0 |  | WND | WIND |  | 0.19597 | 11.5 | [9 empty] | 182257 | 52941 | 19742 | 5735 |  |  |  | 0 | 0 | 0 | 0 | -- |  |  |  | 0 | 0 | 0 | 0 | -- |  |  |  |  | -- | [6 empty] | -- |  |  |  | 0 | 0 | 0 | -- | 0 | 0 | 182257 | 52941 |  |  |  | EIA | EIA | EIA | n/a | EIA | EIA |  | 0 | 0 | 0 | 0 | 0 | 0 | 19742 | 0 | 0 | 0 | 0 | 0 | 19742 | 19742 | 0 | 19742 | 0 | 0 | 0 | 0 | 0 | 0 | 100 | 0 | 0 | 0 | 0 | 0 | 100 | 100 | 0 | 100
7083 | NY | Maple Ridge Wind Farm | OP | 56290 | Niagara Mohawk Power Corp. | 13573 | Flat Rock Windpower, LLC | 54684 | New York Independent System Operator | NYIS | NPCC | NYUP | NPCC Upstate NY | NYISO | 36 | 049 | Lewis | 43.7853 | -75.5753 | 0 |  | WND | WIND |  | 0.27097 | 322 | [9 empty] | 7056219.999 | 2170258 | 764322 | 235080 |  |  |  | 0 | 0 | 0 | 0 | -- |  |  |  | 0 | 0 | 0 | 0 | -- |  |  |  |  | -- | [6 empty] | -- |  |  |  | 0 | 0 | 0 | -- | 0 | 0 | 7056219.999 | 2170258 |  |  |  | EIA | EIA | EIA | n/a | EIA | EIA |  | 0 | 0 | 0 | 0 | 0 | 0 | 764322 | 0 | 0 | 0 | 0 | 0 | 764322 | 764322 | 0 | 764322 | 0 | 0 | 0 | 0 | 0 | 0 | 100 | 0 | 0 | 0 | 0 | 0 | 100 | 100 | 0 | 100
7084 | NY | Marble River Wind Farm | OP | 56857 | New York State Elec & Gas Corp | 13511 | Marble River, LLC | 56072 | New York Independent System Operator | NYIS | NPCC | NYUP | NPCC Upstate NY | NYISO | 36 | 019 | Clinton | 44.9758 | -73.9297 | 0 |  | WND | WIND |  | 0.27722 | 215 | [9 empty] | 4820128 | 1558352 | 522111 | 168799 |  |  |  | 0 | 0 | 0 | 0 | -- |  |  |  | 0 | 0 | 0 | 0 | -- |  |  |  |  | -- | [6 empty] | -- |  |  |  | 0 | 0 | 0 | -- | 0 | 0 | 4820128 | 1558352 |  |  |  | EIA | EIA | EIA | n/a | EIA | EIA |  | 0 | 0 | 0 | 0 | 0 | 0 | 522111 | 0 | 0 | 0 | 0 | 0 | 522111 | 522111 | 0 | 522111 | 0 | 0 | 0 | 0 | 0 | 0 | 100 | 0 | 0 | 0 | 0 | 0 | 100 | 100 | 0 | 100
7085 | NY | Marsh Hill Wind Farm | OP | 58768 | New York State Elec & Gas Corp | 13511 | Invenergy Services LLC | 49893 | New York Independent System Operator | NYIS | NPCC | NYUP | NPCC Upstate NY | NYISO | 36 | 101 | Steuben | 42.1639 | -77.5289 | 0 |  | WND | WIND |  | 0.38735 | 16.2 | [9 empty] | 507473 | 147410 | 54969 | 15967 |  |  |  | 0 | 0 | 0 | 0 | -- |  |  |  | 0 | 0 | 0 | 0 | -- |  |  |  |  | -- | [6 empty] | -- |  |  |  | 0 | 0 | 0 | -- | 0 | 0 | 507473 | 147410 |  |  |  | EIA | EIA | EIA | n/a | EIA | EIA |  | 0 | 0 | 0 | 0 | 0 | 0 | 54969 | 0 | 0 | 0 | 0 | 0 | 54969 | 54969 | 0 | 54969 | 0 | 0 | 0 | 0 | 0 | 0 | 100 | 0 | 0 | 0 | 0 | 0 | 100 | 100 | 0 | 100
7086 | NY | Massena Energy Facility | OP | 54592 | Niagara Mohawk Power Corp. | 13573 | Power City Partners LP | 15253 | New York Independent System Operator | NYIS | NPCC | NYUP | NPCC Upstate NY | NYISO | 36 | 089 | St Lawrence | 44.9503 | -74.8928 | 1 |  | NG | GAS |  | 0.00429 | 104.1 | 1 |  | Yes | 0 |  | 1 |  | 38167.28 | 31502.552 | 38167.28 | 31502.552 | 3909 | 3272 | 2.98 | 2.553 | 0.011 | 2268.213 | 83.619 | 8.362 | 2270.387 | -- | 1.525 | 1.561 | 0.006 | 1160.508 | 0.021 | 0.002 | 1161.62 | -- | 0.156 | 0.162 | 0.001 | 118.856 | -- | 1.525 | 1.561 | 0.006 | 1160.508 | 0.021 | 0.002 | -- | 2.98 | 2.553 | 0.011 | 2268.213 | 83.619 | 8.362 | -- | 38167.28 | 31502.552 | 38167.28 | 31502.552 | EPA/CAMD | EPA/CAMD | EPA/CAMD | EPA/CAMD | EIA | EIA | n/a | EPA/CAMD | EPA/CAMD | 9763.9499 | 0 | 0 | 3909 | 0 | 0 | 0 | 0 | 0 | 0 | 0 | 0 | 3909 | 0 | 0 | 3909 | 0 | 0 | 0 | 100 | 0 | 0 | 0 | 0 | 0 | 0 | 0 | 0 | 100 | 0 | 0 | 100 | 0
7087 | NY | Mercy Medical Center | SB | 58163 | Long Island Power Authority | 11171 | Mercy Medical Center | 58133 | New York Independent System Operator | NYIS | NPCC | NYLI | NPCC Long Island | NYISO | 36 | 059 | Nassau | 40.6883 | -73.6308 | 0 |  | DFO | OIL |  | 0.00088 | 3 | 1 | [6 empty] | 237 | 78.999 | 237 | 78.999 | 23 | 7 | 0.39 | 0.13 | 0.034 | 19.354 | 1.567 | 0.313 | 19.419 | -- | 33.913 | 37.143 | 2.957 | 1682.957 | 0.068 | 0.014 | 1688.613 | -- | 3.291 | 3.291 | 0.287 | 163.325 | -- | 33.913 | 37.143 | 2.957 | 1682.957 | 0.068 | 0.014 | -- | 0.39 | 0.13 | 0.034 | 19.354 | 1.567 | 0.313 | -- | 237 | 78.999 | 237 | 78.999 | EIA | EIA | EIA | EIA | EIA | EIA | n/a | EIA | EIA | 10304.3478 | 0 | 23 | 0 | 0 | 0 | 0 | 0 | 0 | 0 | 0 | 0 | 23 | 0 | 0 | 23 | 0 | 0 | 100 | 0 | 0 | 0 | 0 | 0 | 0 | 0 | 0 | 0 | 100 | 0 | 0 | 100 | 0
7088 | NY | Middle Falls Hydro | OP | 10219 | Niagara Mohawk Power Corp. | 13573 | Boralex Hydro Operations Inc | 55754 | New York Independent System Operator | NYIS | NPCC | NYUP | NPCC Upstate NY | NYISO | 36 | 115 | Washington | 43.0987 | -73.5253 | 0 |  | WAT | HYDRO |  | 0.63693 | 2.2 | [9 empty] | 113323 | 46841 | 12275 | 5074 |  |  |  | 0 | 0 | 0 | 0 | -- |  |  |  | 0 | 0 | 0 | 0 | -- |  |  |  |  | -- | [6 empty] | -- |  |  |  | 0 | 0 | 0 | -- | 0 | 0 | 113323 | 46841 |  |  |  | EIA | EIA | EIA | n/a | EIA | EIA |  | 0 | 0 | 0 | 0 | 12275 | 0 | 0 | 0 | 0 | 0 | 0 | 0 | 12275 | 0 | 0 | 12275 | 0 | 0 | 0 | 0 | 100 | 0 | 0 | 0 | 0 | 0 | 0 | 0 | 100 | 0 | 0 | 100
7089 | NY | Mill C | OP | 6486 | New York State Elec & Gas Corp | 13511 | New York State Elec & Gas Corp | 13511 | New York Independent System Operator | NYIS | NPCC | NYUP | NPCC Upstate NY | NYISO | 36 | 019 | Clinton | 44.6967 | -73.6122 | 0 |  | WAT | HYDRO |  | 0.47119 | 6 | [9 empty] | 228639 | 94504 | 24766 | 10237 |  |  |  | 0 | 0 | 0 | 0 | -- |  |  |  | 0 | 0 | 0 | 0 | -- |  |  |  |  | -- | [6 empty] | -- |  |  |  | 0 | 0 | 0 | -- | 0 | 0 | 228639 | 94504 |  |  |  | EIA | EIA | EIA | n/a | EIA | EIA |  | 0 | 0 | 0 | 0 | 24766 | 0 | 0 | 0 | 0 | 0 | 0 | 0 | 24766 | 0 | 0 | 24766 | 0 | 0 | 0 | 0 | 100 | 0 | 0 | 0 | 0 | 0 | 0 | 0 | 100 | 0 | 0 | 100
7090 | NY | Mill Seat Renewable Energy Facility | OP | 61012 | Niagara Mohawk Power Corp. | 13573 | WM Renewable Energy LLC | 54842 | New York Independent System Operator | NYIS | NPCC | NYUP | NPCC Upstate NY | NYISO | 36 | 037 | Genesee | 43.0637 | -77.9329 | 0 |  | LFG | BIOMASS |  | 0 | 2.4 | 1 | [10 empty] | 0 | 0 | [7 empty] | -- | [7 empty] | -- |  |  |  |  | -- | [6 empty] | -- | [6 empty] | -- | [10 empty] | n/a |  |  |  | 0 | 0 | 0 | 0 | 0 | 0 | 0 | 0 | 0 | 0 | 0 | 0 | 0 | 0 | 0 | 0
7091 | NY | Millbrook School | OP | 59789 | Central Hudson Gas & Elec Corp | 3249 | Tesla Inc. | 60947 | New York Independent System Operator | NYIS | NPCC | NYUP | NPCC Upstate NY | NYISO | 36 | 027 | Dutchess | 41.8458 | -73.6195 | 0 |  | SUN | SOLAR |  | 0.15762 | 1.4 | [9 empty] | 17845 | 8792 | 1933 | 952 |  |  |  | 0 | 0 | 0 | 0 | -- |  |  |  | 0 | 0 | 0 | 0 | -- |  |  |  |  | -- | [6 empty] | -- |  |  |  | 0 | 0 | 0 | -- | 0 | 0 | 17845 | 8792 |  |  |  | EIA | EIA | EIA | n/a | EIA | EIA |  | 0 | 0 | 0 | 0 | 0 | 0 | 0 | 1933 | 0 | 0 | 0 | 0 | 1933 | 1933 | 0 | 1933 | 0 | 0 | 0 | 0 | 0 | 0 | 0 | 100 | 0 | 0 | 0 | 0 | 100 | 100 | 0 | 100
7092 | NY | Minetto | OP | 2586 | Niagara Mohawk Power Corp. | 13573 | Erie Boulevard Hydropower LP | 5914 | New York Independent System Operator | NYIS | NPCC | NYUP | NPCC Upstate NY | NYISO | 36 | 075 | Oswego | 43.4003 | -76.4739 | 0 |  | WAT | HYDRO |  | 0.30265 | 10 | [9 empty] | 244759 | 101167 | 26512 | 10958 |  |  |  | 0 | 0 | 0 | 0 | -- |  |  |  | 0 | 0 | 0 | 0 | -- |  |  |  |  | -- | [6 empty] | -- |  |  |  | 0 | 0 | 0 | -- | 0 | 0 | 244759 | 101167 |  |  |  | EIA | EIA | EIA | n/a | EIA | EIA |  | 0 | 0 | 0 | 0 | 26512 | 0 | 0 | 0 | 0 | 0 | 0 | 0 | 26512 | 0 | 0 | 26512 | 0 | 0 | 0 | 0 | 100 | 0 | 0 | 0 | 0 | 0 | 0 | 0 | 100 | 0 | 0 | 100
7093 | NY | MM Albany Energy | OP | 55155 | Niagara Mohawk Power Corp. | 13573 | MM Albany Energy LLC | 57229 | New York Independent System Operator | NYIS | NPCC | NYUP | NPCC Upstate NY | NYISO | 36 | 001 | Albany | 42.7044 | -73.8509 | 0 |  | LFG | BIOMASS |  | 0.55363 | 5.9 | 0.41061 | Yes | [5 empty] | 286992.001 | 125210.999 | 286992.001 | 125210.999 | 28613.999 | 12484.001 | 208.618 | 91.015 | 4.807 | 0 | 0 | 0 | 0 | -- | 14.582 | 14.581 | 0.336 | 0 | 0 | 0 | 0 | -- | 1.454 | 1.454 | 0.033 | 0 | -- | 14.582 | 14.581 | 0.336 | 0 | 0 | 0 | -- | 216.74 | 94.558 | 6.457 | 18223.932 | 667.544 | 66.754 | -- | 286992.001 | 125210.999 | 286992.001 | 125210.999 | EIA | EIA | EIA | EIA | EIA | EIA | n/a | EIA | EIA | 10029.7757 | 0 | 0 | 0 | 0 | 0 | 28614 | 0 | 0 | 0 | 0 | 0 | 0 | 28614 | 28614 | 28614 | 0 | 0 | 0 | 0 | 0 | 0 | 100 | 0 | 0 | 0 | 0 | 0 | 0 | 100 | 100 | 100 | 0
7094 | NY | Model City Energy Facility | OP | 55757 | Niagara Mohawk Power Corp. | 13573 | Model City Energy LLC | 12758 | New York Independent System Operator | NYIS | NPCC | NYUP | NPCC Upstate NY | NYISO | 36 | 063 | Niagara | 43.2094 | -78.9836 | 0 |  | LFG | BIOMASS |  | 0.77903 | 5.6 | 0.034953 | Yes | Yes | 0 |  | 1 |  | 602334.999 | 262790.997 | 602334.999 | 262790.997 | 38216.003 | 16672.999 | 373.554 | 162.978 | 10.089 | 0.001 | 0 | 0 | 0.001 | -- | 19.55 | 19.55 | 0.528 | 0 | 0 | 0 | 0 | -- | 1.24 | 1.24 | 0.033 | 0 | -- | 19.55 | 19.55 | 0.528 | 0 | 0 | 0 | -- | 390.6 | 170.415 | 13.552 | 38248.147 | 1401.033 | 140.103 | -- | 602334.999 | 262790.997 | 602334.999 | 262790.997 | EIA | EIA | EIA | EIA | EIA | EIA | n/a | EIA | EIA | 15761.3303 | 0 | 0 | 0 | 0 | 0 | 38216 | 0 | 0 | 0 | 0 | 0 | 0 | 38216 | 38216 | 38216 | 0 | 0 | 0 | 0 | 0 | 0 | 100 | 0 | 0 | 0 | 0 | 0 | 0 | 100 | 100 | 100 | 0
7095 | NY | Modern Innovative Energy LLC | OP | 56323 | Niagara Mohawk Power Corp. | 13573 | Innovative Energy Systems Inc | 50158 | New York Independent System Operator | NYIS | NPCC | NYUP | NPCC Upstate NY | NYISO | 36 | 063 | Niagara | 43.2094 | -78.9836 | 0 |  | LFG | BIOMASS |  | 0.12711 | 12.8 | 1 | Yes | [5 empty] | 171649 | 74888 | 171649 | 74888 | 14253 | 6218 | 106.45 | 46.445 | 2.877 | 0.001 | 0 | 0 | 0.001 | -- | 14.937 | 14.939 | 0.404 | 0 | 0 | 0 | 0 | -- | 1.24 | 1.24 | 0.034 | 0 | -- | 14.937 | 14.939 | 0.404 | 0 | 0 | 0 | -- | 111.308 | 48.564 | 3.864 | 10899.676 | 399.256 | 39.926 | -- | 171649 | 74888 | 171649 | 74888 | EIA | EIA | EIA | EIA | EIA | EIA | n/a | EIA | EIA | 12043.0085 | 0 | 0 | 0 | 0 | 0 | 14253 | 0 | 0 | 0 | 0 | 0 | 0 | 14253 | 14253 | 14253 | 0 | 0 | 0 | 0 | 0 | 0 | 100 | 0 | 0 | 0 | 0 | 0 | 0 | 100 | 100 | 100 | 0
7096 | NY | Mongaup | OP | 2630 | Orange & Rockland Utils Inc | 14154 | Eagle Creek RE LLC | 57280 | New York Independent System Operator | NYIS | NPCC | NYUP | NPCC Upstate NY | NYISO | 36 | 105 | Sullivan | 41.5377 | -74.7714 | 0 |  | WAT | HYDRO |  | 0.1647 | 4 | [9 empty] | 53277 | 22021 | 5771 | 2385 |  |  |  | 0 | 0 | 0 | 0 | -- |  |  |  | 0 | 0 | 0 | 0 | -- |  |  |  |  | -- | [6 empty] | -- |  |  |  | 0 | 0 | 0 | -- | 0 | 0 | 53277 | 22021 |  |  |  | EIA | EIA | EIA | n/a | EIA | EIA |  | 0 | 0 | 0 | 0 | 5771 | 0 | 0 | 0 | 0 | 0 | 0 | 0 | 5771 | 0 | 0 | 5771 | 0 | 0 | 0 | 0 | 100 | 0 | 0 | 0 | 0 | 0 | 0 | 0 | 100 | 0 | 0 | 100
7097 | NY | Monroe Community College Plant | OP | 58201 | Rochester Gas & Electric Corp | 16183 | Monroe Newpower Corporation | 58174 | New York Independent System Operator | NYIS | NPCC | NYUP | NPCC Upstate NY | NYISO | 36 | 055 | Monroe | 43.1039 | -77.6103 | 0 |  | NG | GAS |  | 0.22838 | 6.4 | 0.9527 |  | Yes | 78786.4 | 0.555 | 0.42514 |  | 71951.5016 | 37608.2874 | 71951.502 | 37608.287 | 12804 | 6692 | 96.306 | 50.338 | 0.116 | 4205.171 | 158.626 | 15.863 | 4209.295 | -- | 15.043 | 15.044 | 0.018 | 656.853 | 0.012 | 0.001 | 657.497 | -- | 2.677 | 2.677 | 0.003 | 116.889 | -- | 15.043 | 15.045 | 0.018 | 656.868 | 0.012 | 0.001 | -- | 226.528 | 118.404 | 0.272 | 9891.268 | 373.115 | 37.312 | -- | 169242 | 88461 | 169242 | 88461 | EIA | EIA | EIA | EIA | EIA | EIA | n/a | EIA | EIA | 5619.5867 | 0 | 0 | 12803.7 | 0 | 0 | 0 | 0 | 0 | 0 | 0 | 0 | 12803.7 | 0 | 0 | 12803.7 | 0 | 0 | 0 | 100 | 0 | 0 | 0 | 0 | 0 | 0 | 0 | 0 | 100 | 0 | 0 | 100 | 0
7098 | NY | Monroe Livingston Gas Recovery | OP | 50565 | Niagara Mohawk Power Corp. | 13573 | WM Renewable Energy LLC | 54842 | New York Independent System Operator | NYIS | NPCC | NYUP | NPCC Upstate NY | NYISO | 36 | 055 | Monroe | 42.9903 | -77.8011 | 0 |  | LFG | BIOMASS |  | 0.31421 | 2.4 | 0.80965 | Yes | [5 empty] | 104105 | 45419 | 104105 | 45419 | 6606 | 2882 | 67.2 | 29.319 | 1.743 | 0 | 0 | 0 | 0 | -- | 20.345 | 20.346 | 0.528 | 0 | 0 | 0 | 0 | -- | 1.291 | 1.291 | 0.033 | 0 | -- | 20.345 | 20.346 | 0.528 | 0 | 0 | 0 | -- | 70.146 | 30.604 | 2.342 | 6610.646 | 242.148 | 24.215 | -- | 104105 | 45419 | 104105 | 45419 | EIA | EIA | EIA | EIA | EIA | EIA | n/a | EIA | EIA | 15759.1583 | 0 | 0 | 0 | 0 | 0 | 6606 | 0 | 0 | 0 | 0 | 0 | 0 | 6606 | 6606 | 6606 | 0 | 0 | 0 | 0 | 0 | 0 | 100 | 0 | 0 | 0 | 0 | 0 | 0 | 100 | 100 | 100 | 0
7099 | NY | Montauk | RE | 2515 | Long Island Power Authority | 11171 | National Grid Generation LLC | 56505 | New York Independent System Operator | NYIS | NPCC | NYLI | NPCC Long Island | NYISO | 36 | 103 | Suffolk | 41.0425 | -71.9578 | 0 |  | DFO | OIL |  |  | 6 | [20 empty] | -- | [7 empty] | -- |  |  |  |  | -- | [6 empty] | -- | [6 empty] | -- | [10 empty] | n/a
7100 | NY | Montefieor Medical Center Moses Division | SB | 58507 | Consolidated Edison Co-NY Inc | 4226 | Montefiore Medical Center Moses Division | 58487 | New York Independent System Operator | NYIS | NPCC | NYCW | NPCC NYC/Westchester | NYISO | 36 | 005 | Bronx | 40.8814 | -73.8803 | 0 |  | NG | GAS |  | 0.20804 | 18 | 0.98661 |  | Yes | 34610.4 | 3.235 | 0.81178 |  | 364911.2082 | 188940.1295 | 364911.208 | 188940.13 | 32803 | 17001.001 | 74.467 | 36.978 | 1.794 | 21525.664 | 842.616 | 89.98 | 21548.459 | -- | 4.54 | 4.35 | 0.109 | 1312.42 | 0.026 | 0.003 | 1313.81 | -- | 0.408 | 0.391 | 0.01 | 117.978 | -- | 4.54 | 4.35 | 0.109 | 1312.42 | 0.026 | 0.003 | -- | 91.733 | 45.552 | 2.21 | 26516.515 | 1037.981 | 110.843 | -- | 449518.001 | 232747.001 | 449518.001 | 232747.001 | EIA | EIA | EIA | EIA | EIA | EIA | n/a | EIA | EIA | 11124.3242 | 0 | 694.842 | 32108.158 | 0 | 0 | 0 | 0 | 0 | 0 | 0 | 0 | 32803 | 0 | 0 | 32803 | 0 | 0 | 2.1182 | 97.8818 | 0 | 0 | 0 | 0 | 0 | 0 | 0 | 0 | 100 | 0 | 0 | 100 | 0
7101 | NY | Montefiore - Westchester Square | SB | 61025 | Consolidated Edison Co-NY Inc | 4226 | Montefiore-Westchester Square | 60675 | New York Independent System Operator | NYIS | NPCC | NYCW | NPCC NYC/Westchester | NYISO | 36 | 005 | Bronx | 40.8406 | -73.8484 | 0 |  | DFO | OIL |  | 0 | 1 | 1 | [10 empty] | 0 | 0 | [7 empty] | -- | [7 empty] | -- |  |  |  |  | -- | [6 empty] | -- | [6 empty] | -- | [10 empty] | n/a |  |  |  | 0 | 0 | 0 | 0 | 0 | 0 | 0 | 0 | 0 | 0 | 0 | 0 | 0 | 0 | 0 | 0
7102 | NY | Moose River | OP | 10196 | Niagara Mohawk Power Corp. | 13573 | EONY Generation Limited | 60023 | New York Independent System Operator | NYIS | NPCC | NYUP | NPCC Upstate NY | NYISO | 36 | 049 | Lewis | 43.6107 | -75.3413 | 0 |  | WAT | HYDRO |  | 0.4579 | 12.6 | [9 empty] | 466594 | 192860 | 50541 | 20890 |  |  |  | 0 | 0 | 0 | 0 | -- |  |  |  | 0 | 0 | 0 | 0 | -- |  |  |  |  | -- | [6 empty] | -- |  |  |  | 0 | 0 | 0 | -- | 0 | 0 | 466594 | 192860 |  |  |  | EIA | EIA | EIA | n/a | EIA | EIA |  | 0 | 0 | 0 | 0 | 50541 | 0 | 0 | 0 | 0 | 0 | 0 | 0 | 50541 | 0 | 0 | 50541 | 0 | 0 | 0 | 0 | 100 | 0 | 0 | 0 | 0 | 0 | 0 | 0 | 100 | 0 | 0 | 100
7103 | NY | Moshier | OP | 2588 | Niagara Mohawk Power Corp. | 13573 | Erie Boulevard Hydropower LP | 5914 | New York Independent System Operator | NYIS | NPCC | NYUP | NPCC Upstate NY | NYISO | 36 | 043 | Herkimer | 43.8719 | -75.1364 | 0 |  | WAT | HYDRO |  | 0.50051 | 8 | [9 empty] | 323822 | 133847 | 35076 | 14498 |  |  |  | 0 | 0 | 0 | 0 | -- |  |  |  | 0 | 0 | 0 | 0 | -- |  |  |  |  | -- | [6 empty] | -- |  |  |  | 0 | 0 | 0 | -- | 0 | 0 | 323822 | 133847 |  |  |  | EIA | EIA | EIA | n/a | EIA | EIA |  | 0 | 0 | 0 | 0 | 35076 | 0 | 0 | 0 | 0 | 0 | 0 | 0 | 35076 | 0 | 0 | 35076 | 0 | 0 | 0 | 0 | 100 | 0 | 0 | 0 | 0 | 0 | 0 | 0 | 100 | 0 | 0 | 100
7104 | NY | Mount Sinai Hospital | SB | 61416 | Consolidated Edison Co-NY Inc | 4226 | Mount Sinai Hospital | 61053 | New York Independent System Operator | NYIS | NPCC | NYCW | NPCC NYC/Westchester | NYISO | 36 | 061 | New York | 40.79 | -73.9537 | 0 |  | DFO | OIL |  | 0 | 18.7 | 1 | [10 empty] | 0 | 0 | [7 empty] | -- | [7 empty] | -- |  |  |  |  | -- | [6 empty] | -- | [6 empty] | -- | [10 empty] | n/a |  |  |  | 0 | 0 | 0 | 0 | 0 | 0 | 0 | 0 | 0 | 0 | 0 | 0 | 0 | 0 | 0 | 0
7105 | NY | Mt Ida Hydroelectric | OP | 50031 | Niagara Mohawk Power Corp. | 13573 | Ampersand Mount Ida Hydro LLC | 57184 | New York Independent System Operator | NYIS | NPCC | NYUP | NPCC Upstate NY | NYISO | 36 | 083 | Rensselaer | 42.7213 | -73.6806 | 0 |  | WAT | HYDRO |  | 0.27561 | 3 | [9 empty] | 66867 | 27638 | 7243 | 2994 |  |  |  | 0 | 0 | 0 | 0 | -- |  |  |  | 0 | 0 | 0 | 0 | -- |  |  |  |  | -- | [6 empty] | -- |  |  |  | 0 | 0 | 0 | -- | 0 | 0 | 66867 | 27638 |  |  |  | EIA | EIA | EIA | n/a | EIA | EIA |  | 0 | 0 | 0 | 0 | 7243 | 0 | 0 | 0 | 0 | 0 | 0 | 0 | 7243 | 0 | 0 | 7243 | 0 | 0 | 0 | 0 | 100 | 0 | 0 | 0 | 0 | 0 | 0 | 0 | 100 | 0 | 0 | 100
7106 | NY | Munnsville Wind Farm LLC | OP | 56594 | New York State Elec & Gas Corp | 13511 | E ON Climate Renewables N America LLC | 56215 | New York Independent System Operator | NYIS | NPCC | NYUP | NPCC Upstate NY | NYISO | 36 | 053 | Madison | 42.9086 | -75.5697 | 0 |  | WND | WIND |  | 0.31028 | 34.5 | [9 empty] | 865713 | 236478 | 93773 | 25615 |  |  |  | 0 | 0 | 0 | 0 | -- |  |  |  | 0 | 0 | 0 | 0 | -- |  |  |  |  | -- | [6 empty] | -- |  |  |  | 0 | 0 | 0 | -- | 0 | 0 | 865713 | 236478 |  |  |  | EIA | EIA | EIA | n/a | EIA | EIA |  | 0 | 0 | 0 | 0 | 0 | 0 | 93773 | 0 | 0 | 0 | 0 | 0 | 93773 | 93773 | 0 | 93773 | 0 | 0 | 0 | 0 | 0 | 0 | 100 | 0 | 0 | 0 | 0 | 0 | 100 | 100 | 0 | 100
7107 | NY | Musgrave East Solar Farm | OP | 61003 | New York State Elec &amp; Gas Corp | 13511 | Artemis Solar LLC | 60643 | New York Independent System Operator | NYIS | NPCC | NYUP | NPCC Upstate NY | NYISO | 36 | 011 | Cayuga | 42.7315 | -76.6637 | 0 |  | SUN | SOLAR |  | 0.00017 | 2 | [9 empty] | 28 | 0 | 3 | 0 |  |  |  | 0 | 0 | 0 | 0 | -- |  |  |  | 0 | 0 | 0 | 0 | -- |  |  |  |  | -- | [6 empty] | -- |  |  |  | 0 | 0 | 0 | -- | 0 | 0 | 28 | 0 |  |  |  | EIA | EIA | EIA | n/a | EIA | EIA |  | 0 | 0 | 0 | 0 | 0 | 0 | 0 | 3 | 0 | 0 | 0 | 0 | 3 | 3 | 0 | 3 | 0 | 0 | 0 | 0 | 0 | 0 | 0 | 100 | 0 | 0 | 0 | 0 | 100 | 100 | 0 | 100
7108 | NY | Musgrave West Solar Farm | OP | 61015 | New York State Elec &amp; Gas Corp | 13511 | Artemis Solar LLC | 60643 | New York Independent System Operator | NYIS | NPCC | NYUP | NPCC Upstate NY | NYISO | 36 | 011 | Cayuga | 42.7315 | -76.6637 | 0 |  | SUN | SOLAR |  | 0 | 2 | [11 empty] | 0 | 0 | [7 empty] | -- | [7 empty] | -- |  |  |  |  | -- | [6 empty] | -- | [6 empty] | -- | 0 | 0 | [8 empty] | n/a |  |  |  | 0 | 0 | 0 | 0 | 0 | 0 | 0 | 0 | 0 | 0 | 0 | 0 | 0 | 0 | 0 | 0
7109 | NY | Nanticoke LFG | OP | 59816 | New York State Elec & Gas Corp | 13511 | Broome Energy Resources, LLC | 59597 | New York Independent System Operator | NYIS | NPCC | NYUP | NPCC Upstate NY | NYISO | 36 | 007 | Broome | 42.2437 | -75.9825 | 0 |  | LFG | BIOMASS |  | 0.86204 | 4 | 0 | Yes | [5 empty] | 285624 | 124614 | 285624 | 124614 | 30206 | 13179 | 279.526 | 121.953 | 4.785 | 0 | 0 | 0 | 0 | -- | 18.508 | 18.507 | 0.317 | 0 | 0 | 0 | 0 | -- | 1.957 | 1.957 | 0.034 | 0 | -- | 18.508 | 18.507 | 0.317 | 0 | 0 | 0 | -- | 287.609 | 125.48 | 6.427 | 18137.064 | 664.362 | 66.436 | -- | 285624 | 124614 | 285624 | 124614 | EIA | EIA | EIA | EIA | EIA | EIA | n/a | EIA | EIA | 9455.8697 | 0 | 0 | 0 | 0 | 0 | 30206 | 0 | 0 | 0 | 0 | 0 | 0 | 30206 | 30206 | 30206 | 0 | 0 | 0 | 0 | 0 | 0 | 100 | 0 | 0 | 0 | 0 | 0 | 0 | 100 | 100 | 100 | 0
7110 | NY | Narrows Generating Station | OP | 2499 | Consolidated Edison Co-NY Inc | 4226 | U S Power Generating Company LLC | 54863 | New York Independent System Operator | NYIS | NPCC | NYCW | NPCC NYC/Westchester | NYISO | 36 | 047 | Kings | 40.6486 | -74.0208 | 0 |  | NG | GAS |  | 0.02577 | 352 | 1 | [6 empty] | 1253637.64 | 1188654.1 | 1253637.64 | 1188654.1 | 79460.992 | 68620 | 227.736 | 199.124 | 0.388 | 73268.262 | 3021.733 | 306.419 | 73347.485 | -- | 5.732 | 5.804 | 0.01 | 1844.132 | 0.038 | 0.004 | 1846.126 | -- | 0.363 | 0.335 | 0.001 | 116.889 | -- | 5.732 | 5.804 | 0.01 | 1844.131 | 0.038 | 0.004 | -- | 227.736 | 199.124 | 0.388 | 73268.262 | 3021.733 | 306.419 | -- | 1253637.64 | 1188654.1 | 1253637.64 | 1188654.1 | EPA/CAMD; EIA | EPA/CAMD | EIA | EIA | EIA | EIA | n/a | EPA/CAMD; EIA | EPA/CAMD | 15776.7665 | 0 | 305.077 | 79155.923 | 0 | 0 | 0 | 0 | 0 | 0 | 0 | 0 | 79461 | 0 | 0 | 79461 | 0 | 0 | 0.38393 | 99.6161 | 0 | 0 | 0 | 0 | 0 | 0 | 0 | 0 | 100 | 0 | 0 | 100 | 0
7111 | NY | Nassau Energy Corporation | OP | 52056 | Long Island Power Authority | 11171 | Nassau Energy Corp | 19153 | New York Independent System Operator | NYIS | NPCC | NYLI | NPCC Long Island | NYISO | 36 | 059 | Nassau | 40.7264 | -73.5892 | 1 |  | NG | GAS |  | 0.79073 | 55 | 0.015448 |  | Yes | 1694370.4 | 0.767 | 0.50573 |  | 1957123.0754 | 838252.5524 | 1957123.075 | 838252.552 | 380974.29 | 162208 | 140.649 | 58.896 | 8.559 | 117523.032 | 4694.164 | 508.048 | 117651.068 | -- | 0.738 | 0.726 | 0.045 | 616.96 | 0.012 | 0.001 | 617.633 | -- | 0.144 | 0.141 | 0.009 | 120.098 | -- | 0.738 | 0.726 | 0.045 | 616.96 | 0.012 | 0.001 | -- | 278.108 | 116.456 | 16.923 | 232380.874 | 9281.874 | 1004.574 | -- | 3869862.459 | 1657495.19 | 3869862.459 | 1657495.19 | EPA/CAMD | EPA/CAMD | EPA/CAMD | EPA/CAMD | EIA | EIA | n/a | EPA/CAMD | EPA/CAMD | 5137.1526 | 0 | 11720.287 | 369254.008 | 0 | 0 | 0 | 0 | 0 | 0 | 0 | 0 | 380974.295 | 0 | 0 | 380974.295 | 0 | 0 | 3.0764 | 96.9236 | 0 | 0 | 0 | 0 | 0 | 0 | 0 | 0 | 100 | 0 | 0 | 100 | 0
7112 | NY | Neversink | OP | 2483 | Central Hudson Gas & Elec Corp | 3249 | New York Power Authority | 15296 | New York Independent System Operator | NYIS | NPCC | NYUP | NPCC Upstate NY | NYISO | 36 | 105 | Sullivan | 41.8194 | -74.6358 | 0 |  | WAT | HYDRO |  | 0.10451 | 25 | [9 empty] | 211292 | 87334 | 22887 | 9460 |  |  |  | 0 | 0 | 0 | 0 | -- |  |  |  | 0 | 0 | 0 | 0 | -- |  |  |  |  | -- | [6 empty] | -- |  |  |  | 0 | 0 | 0 | -- | 0 | 0 | 211292 | 87334 |  |  |  | EIA | EIA | EIA | n/a | EIA | EIA |  | 0 | 0 | 0 | 0 | 22887 | 0 | 0 | 0 | 0 | 0 | 0 | 0 | 22887 | 0 | 0 | 22887 | 0 | 0 | 0 | 0 | 100 | 0 | 0 | 0 | 0 | 0 | 0 | 0 | 100 | 0 | 0 | 100
7113 | NY | New York Presbyterian Hospital-168th St | SB | 61026 | Consolidated Edison Co-NY Inc | 4226 | New York Presbyterian Hospital | 60676 | New York Independent System Operator | NYIS | NPCC | NYCW | NPCC NYC/Westchester | NYISO | 36 | 061 | New York | 40.8409 | -73.9414 | 0 |  | DFO | OIL |  | 0 | 11.9 | 1 | [10 empty] | 0 | 0 | [7 empty] | -- | [7 empty] | -- |  |  |  |  | -- | [6 empty] | -- | [6 empty] | -- | [10 empty] | n/a |  |  |  | 0 | 0 | 0 | 0 | 0 | 0 | 0 | 0 | 0 | 0 | 0 | 0 | 0 | 0 | 0 | 0
7114 | NY | New York State Dam Hydro | OP | 10221 | Niagara Mohawk Power Corp. | 13573 | Boralex Hydro Operations Inc | 55754 | New York Independent System Operator | NYIS | NPCC | NYUP | NPCC Upstate NY | NYISO | 36 | 091 | Saratoga | 42.7818 | -73.6961 | 0 |  | WAT | HYDRO |  | 0.43903 | 11.4 | [9 empty] | 404758 | 167301 | 43843 | 18122 |  |  |  | 0 | 0 | 0 | 0 | -- |  |  |  | 0 | 0 | 0 | 0 | -- |  |  |  |  | -- | [6 empty] | -- |  |  |  | 0 | 0 | 0 | -- | 0 | 0 | 404758 | 167301 |  |  |  | EIA | EIA | EIA | n/a | EIA | EIA |  | 0 | 0 | 0 | 0 | 43843 | 0 | 0 | 0 | 0 | 0 | 0 | 0 | 43843 | 0 | 0 | 43843 | 0 | 0 | 0 | 0 | 100 | 0 | 0 | 0 | 0 | 0 | 0 | 0 | 100 | 0 | 0 | 100
7115 | NY | New York University Central Plant | 0 | 54808 | Consolidated Edison Co-NY Inc | 4226 | New York University | 13491 | New York Independent System Operator | NYIS | NPCC | NYCW | NPCC NYC/Westchester | NYISO | 36 | 061 | New York | 40.7899 | -73.9233 | 0 |  | NG | GAS |  | 0.58285 | 19 | 0.36192 |  | Yes | 0 |  | 1 |  | 939354.454 | 398423.468 | 939354.454 | 398423.468 | 97009 | 41990 | 167.725 | 72.934 | 5.758 | 55633.654 | 2210.105 | 241.904 | 55694.355 | -- | 3.458 | 3.474 | 0.119 | 1146.979 | 0.023 | 0.002 | 1148.231 | -- | 0.357 | 0.366 | 0.012 | 118.451 | -- | 3.458 | 3.474 | 0.119 | 1146.979 | 0.023 | 0.002 | -- | 167.725 | 72.934 | 5.758 | 55633.654 | 2210.105 | 241.904 | -- | 939354.454 | 398423.468 | 939354.454 | 398423.468 | EIA | EIA | EIA | EIA | EIA | EIA | n/a | EPA/CAMD; EIA | EPA/CAMD; EIA | 9683.1681 | 0 | 3127.391 | 93881.609 | 0 | 0 | 0 | 0 | 0 | 0 | 0 | 0 | 97009 | 0 | 0 | 97009 | 0 | 0 | 3.2238 | 96.7762 | 0 | 0 | 0 | 0 | 0 | 0 | 0 | 0 | 100 | 0 | 0 | 100 | 0
7116 | NY | Newport Hydro | OP | 50354 | Niagara Mohawk Power Corp. | 13573 | Eagle Creek RE LLC | 57280 | New York Independent System Operator | NYIS | NPCC | NYUP | NPCC Upstate NY | NYISO | 36 | 043 | Herkimer | 43.1853 | -75.0169 | 0 |  | WAT | HYDRO |  | 0.47408 | 1.7 | [9 empty] | 65179.001 | 26941.001 | 7060 | 2917.999 |  |  |  | 0 | 0 | 0 | 0 | -- |  |  |  | 0 | 0 | 0 | 0 | -- |  |  |  |  | -- | [6 empty] | -- |  |  |  | 0 | 0 | 0 | -- | 0 | 0 | 65179.001 | 26941.001 |  |  |  | EIA | EIA | EIA | n/a | EIA | EIA |  | 0 | 0 | 0 | 0 | 7060 | 0 | 0 | 0 | 0 | 0 | 0 | 0 | 7060 | 0 | 0 | 7060 | 0 | 0 | 0 | 0 | 100 | 0 | 0 | 0 | 0 | 0 | 0 | 0 | 100 | 0 | 0 | 100
7117 | NY | Niagara Generation, LLC | OP | 50202 | Niagara Mohawk Power Corp. | 13573 | Niagara Generation LLC | 55807 | New York Independent System Operator | NYIS | NPCC | NYUP | NPCC Upstate NY | NYISO | 36 | 063 | Niagara | 43.0804 | -79.0082 | 1 | 1 | WDS | BIOMASS |  |  | 56 | [20 empty] | -- | [7 empty] | -- |  |  |  |  | -- | [6 empty] | -- | [6 empty] | -- | [10 empty] | n/a
7118 | NY | Nine Mile Point Nuclear Station | OP | 2589 | Niagara Mohawk Power Corp. | 13573 | Exelon Nuclear | 55951 | New York Independent System Operator | NYIS | NPCC | NYUP | NPCC Upstate NY | NYISO | 36 | 075 | Oswego | 43.5211 | -76.41 | 2 |  | NUC | NUCLEAR |  | 0.93075 | 1901.1 | [9 empty] | 162110735 | 70528851 | 15500372 | 6743683 |  |  |  | 0 | 0 | 0 | 0 | -- |  |  |  | 0 | 0 | 0 | 0 | -- |  |  |  |  | -- | [6 empty] | -- |  |  |  | 0 | 0 | 0 | -- | 0 | 0 | 162110735 | 70528851 |  |  |  | EIA | EIA | EIA | n/a | EIA | EIA |  | 0 | 0 | 0 | 15500372 | 0 | 0 | 0 | 0 | 0 | 0 | 0 | 15500372 | 0 | 0 | 0 | 15500372 | 0 | 0 | 0 | 100 | 0 | 0 | 0 | 0 | 0 | 0 | 0 | 100 | 0 | 0 | 0 | 100
7119 | NY | NISA Electric Generation Project | T | 61331 | Consolidated Edison Co-NY Inc | 4226 | NYC ENERGY LLC | 60971 | New York Independent System Operator | NYIS | NPCC | NYCW | NPCC NYC/Westchester | NYISO | 36 | 047 | Kings | 40.7065 | -73.9702 | 0 |  | NG | GAS |  |  | 92.5 | [20 empty] | -- | [7 empty] | -- |  |  |  |  | -- | [6 empty] | -- | [6 empty] | -- | [10 empty] | n/a
7120 | NY | Nissequogue Energy Center | OP | 54149 | Long Island Power Authority | 11171 | Nissequoque Cogen Partners | 13587 | New York Independent System Operator | NYIS | NPCC | NYLI | NPCC Long Island | NYISO | 36 | 103 | Suffolk | 40.9168 | -73.1291 | 0 |  | NG | GAS |  | 0.69245 | 47 | 0.17925 |  | Yes | 1193327.2 | 0.815 | 0.52089 |  | 1698329.3137 | 709713.8826 | 1698329.314 | 709713.883 | 285095 | 149018 | 63.004 | 26.476 | 0.509 | 100930.613 | 3519.151 | 351.915 | 101022.111 | -- | 0.442 | 0.355 | 0.004 | 708.049 | 0.012 | 0.001 | 708.691 | -- | 0.074 | 0.075 | 0.001 | 118.859 | -- | 0.442 | 0.355 | 0.004 | 708.049 | 0.012 | 0.001 | -- | 120.956 | 50.828 | 0.978 | 193766.913 | 6756.078 | 675.608 | -- | 3260458.044 | 1362510.98 | 3260458.044 | 1362510.98 | EPA/CAMD | EPA/CAMD | EPA/CAMD | EPA/CAMD | EIA | EIA | n/a | EPA/CAMD | EPA/CAMD | 5957.0645 | 0 | 0 | 285095 | 0 | 0 | 0 | 0 | 0 | 0 | 0 | 0 | 285095 | 0 | 0 | 285095 | 0 | 0 | 0 | 100 | 0 | 0 | 0 | 0 | 0 | 0 | 0 | 0 | 100 | 0 | 0 | 100 | 0
7121 | NY | Noble Altona Windpark LLC | OP | 56901 | New York Power Authority | 15296 | Noble Wind Operations LLC | 55868 | New York Independent System Operator | NYIS | NPCC | NYUP | NPCC Upstate NY | NYISO | 36 | 019 | Clinton | 44.8216 | -73.6509 | 0 |  | WND | WIND |  | 0.19917 | 97.5 | [9 empty] | 1570428 | 492351 | 170107 | 53331 |  |  |  | 0 | 0 | 0 | 0 | -- |  |  |  | 0 | 0 | 0 | 0 | -- |  |  |  |  | -- | [6 empty] | -- |  |  |  | 0 | 0 | 0 | -- | 0 | 0 | 1570428 | 492351 |  |  |  | EIA | EIA | EIA | n/a | EIA | EIA |  | 0 | 0 | 0 | 0 | 0 | 0 | 170107 | 0 | 0 | 0 | 0 | 0 | 170107 | 170107 | 0 | 170107 | 0 | 0 | 0 | 0 | 0 | 0 | 100 | 0 | 0 | 0 | 0 | 0 | 100 | 100 | 0 | 100
7122 | NY | Noble Bellmont Windpark LLC | CN | 56903 | New York Power Authority | 15296 | Noble Wind Operations LLC | 55868 | New York Independent System Operator | NYIS | NPCC | NYUP | NPCC Upstate NY | NYISO | 36 | 033 | Franklin | 44.8908 | -73.9858 | 0 |  | WND | WIND |  |  | 21 | [20 empty] | -- | [7 empty] | -- |  |  |  |  | -- | [6 empty] | -- | [6 empty] | -- | 0 | 0 | [8 empty] | n/a
7123 | NY | Noble Bliss Windpark LLC | OP | 56620 | Village of Arcade - (NY) | 122 | Noble Wind Operations LLC | 55868 | New York Independent System Operator | NYIS | NPCC | NYUP | NPCC Upstate NY | NYISO | 36 | 121 | Wyoming | 42.5367 | -78.3047 | 0 |  | WND | WIND |  | 0.23217 | 100.5 | [9 empty] | 1887001 | 494060 | 204398 | 53516 |  |  |  | 0 | 0 | 0 | 0 | -- |  |  |  | 0 | 0 | 0 | 0 | -- |  |  |  |  | -- | [6 empty] | -- |  |  |  | 0 | 0 | 0 | -- | 0 | 0 | 1887001 | 494060 |  |  |  | EIA | EIA | EIA | n/a | EIA | EIA |  | 0 | 0 | 0 | 0 | 0 | 0 | 204398 | 0 | 0 | 0 | 0 | 0 | 204398 | 204398 | 0 | 204398 | 0 | 0 | 0 | 0 | 0 | 0 | 100 | 0 | 0 | 0 | 0 | 0 | 100 | 100 | 0 | 100
7124 | NY | Noble Chateaugay Windpark LLC | OP | 56904 | New York Power Authority | 15296 | Noble Wind Operations LLC | 55868 | New York Independent System Operator | NYIS | NPCC | NYUP | NPCC Upstate NY | NYISO | 36 | 033 | Franklin | 44.8917 | -74.0299 | 0 |  | WND | WIND |  | 0.2247 | 106.5 | [9 empty] | 1935295 | 611702 | 209629 | 66259 |  |  |  | 0 | 0 | 0 | 0 | -- |  |  |  | 0 | 0 | 0 | 0 | -- |  |  |  |  | -- | [6 empty] | -- |  |  |  | 0 | 0 | 0 | -- | 0 | 0 | 1935295 | 611702 |  |  |  | EIA | EIA | EIA | n/a | EIA | EIA |  | 0 | 0 | 0 | 0 | 0 | 0 | 209629 | 0 | 0 | 0 | 0 | 0 | 209629 | 209629 | 0 | 209629 | 0 | 0 | 0 | 0 | 0 | 0 | 100 | 0 | 0 | 0 | 0 | 0 | 100 | 100 | 0 | 100
7125 | NY | Noble Clinton Windpark LLC | OP | 56618 | New York Power Authority | 15296 | Noble Wind Operations LLC | 55868 | New York Independent System Operator | NYIS | NPCC | NYUP | NPCC Upstate NY | NYISO | 36 | 019 | Clinton | 44.8914 | -74.0061 | 0 |  | WND | WIND |  | 0.19891 | 100.5 | [9 empty] | 1616680 | 487663 | 175117 | 52823 |  |  |  | 0 | 0 | 0 | 0 | -- |  |  |  | 0 | 0 | 0 | 0 | -- |  |  |  |  | -- | [6 empty] | -- |  |  |  | 0 | 0 | 0 | -- | 0 | 0 | 1616680 | 487663 |  |  |  | EIA | EIA | EIA | n/a | EIA | EIA |  | 0 | 0 | 0 | 0 | 0 | 0 | 175117 | 0 | 0 | 0 | 0 | 0 | 175117 | 175117 | 0 | 175117 | 0 | 0 | 0 | 0 | 0 | 0 | 100 | 0 | 0 | 0 | 0 | 0 | 100 | 100 | 0 | 100
7126 | NY | Noble Ellenburg Windpark LLC | OP | 56619 | New York Power Authority | 15296 | Noble Wind Operations LLC | 55868 | New York Independent System Operator | NYIS | NPCC | NYUP | NPCC Upstate NY | NYISO | 36 | 019 | Clinton | 44.8914 | -74.0061 | 0 |  | WND | WIND |  | 0.23793 | 81 | [9 empty] | 1558573 | 485566 | 168823 | 52596 |  |  |  | 0 | 0 | 0 | 0 | -- |  |  |  | 0 | 0 | 0 | 0 | -- |  |  |  |  | -- | [6 empty] | -- |  |  |  | 0 | 0 | 0 | -- | 0 | 0 | 1558573 | 485566 |  |  |  | EIA | EIA | EIA | n/a | EIA | EIA |  | 0 | 0 | 0 | 0 | 0 | 0 | 168823 | 0 | 0 | 0 | 0 | 0 | 168823 | 168823 | 0 | 168823 | 0 | 0 | 0 | 0 | 0 | 0 | 100 | 0 | 0 | 0 | 0 | 0 | 100 | 100 | 0 | 100
7127 | NY | Noble Wethersfield Windpark LLC | OP | 56902 | New York State Elec & Gas Corp | 13511 | Noble Wind Operations LLC | 55868 | New York Independent System Operator | NYIS | NPCC | NYUP | NPCC Upstate NY | NYISO | 36 | 121 | Wyoming | 42.6697 | -78.2278 | 0 |  | WND | WIND |  | 0.23988 | 126 | [9 empty] | 2444386 | 651540 | 264773 | 70574 |  |  |  | 0 | 0 | 0 | 0 | -- |  |  |  | 0 | 0 | 0 | 0 | -- |  |  |  |  | -- | [6 empty] | -- |  |  |  | 0 | 0 | 0 | -- | 0 | 0 | 2444386 | 651540 |  |  |  | EIA | EIA | EIA | n/a | EIA | EIA |  | 0 | 0 | 0 | 0 | 0 | 0 | 264773 | 0 | 0 | 0 | 0 | 0 | 264773 | 264773 | 0 | 264773 | 0 | 0 | 0 | 0 | 0 | 0 | 100 | 0 | 0 | 0 | 0 | 0 | 100 | 100 | 0 | 100
7128 | NY | Norfolk | OP | 2590 | Niagara Mohawk Power Corp. | 13573 | Erie Boulevard Hydropower LP | 5914 | New York Independent System Operator | NYIS | NPCC | NYUP | NPCC Upstate NY | NYISO | 36 | 089 | St Lawrence | 44.8053 | -74.9975 | 0 |  | WAT | HYDRO |  | 0.4071 | 5 | [9 empty] | 164615 | 68041 | 17831 | 7370 |  |  |  | 0 | 0 | 0 | 0 | -- |  |  |  | 0 | 0 | 0 | 0 | -- |  |  |  |  | -- | [6 empty] | -- |  |  |  | 0 | 0 | 0 | -- | 0 | 0 | 164615 | 68041 |  |  |  | EIA | EIA | EIA | n/a | EIA | EIA |  | 0 | 0 | 0 | 0 | 17831 | 0 | 0 | 0 | 0 | 0 | 0 | 0 | 17831 | 0 | 0 | 17831 | 0 | 0 | 0 | 0 | 100 | 0 | 0 | 0 | 0 | 0 | 0 | 0 | 100 | 0 | 0 | 100
7129 | NY | Normanskill Hydro Project | OP | 50123 | Niagara Mohawk Power Corp. | 13573 | Watervliet City of | 20148 | New York Independent System Operator | NYIS | NPCC | NYUP | NPCC Upstate NY | NYISO | 36 | 001 | Albany | 42.7124 | -73.9573 | 0 |  | WAT | HYDRO |  | 0.16153 | 1.2 | [9 empty] | 15676 | 6479 | 1698 | 702 |  |  |  | 0 | 0 | 0 | 0 | -- |  |  |  | 0 | 0 | 0 | 0 | -- |  |  |  |  | -- | [6 empty] | -- |  |  |  | 0 | 0 | 0 | -- | 0 | 0 | 15676 | 6479 |  |  |  | EIA | EIA | EIA | n/a | EIA | EIA |  | 0 | 0 | 0 | 0 | 1698 | 0 | 0 | 0 | 0 | 0 | 0 | 0 | 1698 | 0 | 0 | 1698 | 0 | 0 | 0 | 0 | 100 | 0 | 0 | 0 | 0 | 0 | 0 | 0 | 100 | 0 | 0 | 100
7130 | NY | North 1st | OP | 7915 | Consolidated Edison Co-NY Inc | 4226 | New York Power Authority | 15296 | New York Independent System Operator | NYIS | NPCC | NYCW | NPCC NYC/Westchester | NYISO | 36 | 047 | Kings | 40.7171 | -73.9664 | 0 |  | NG | GAS |  | 0.11077 | 47 | 1 | [6 empty] | 488432.611 | 341792.729 | 488432.611 | 341792.729 | 45605 | 23838 | 3.164 | 1.701 | 0.147 | 29026.896 | 1089.834 | 108.983 | 29055.232 | -- | 0.139 | 0.143 | 0.006 | 1272.97 | 0.024 | 0.002 | 1274.213 | -- | 0.013 | 0.01 | 0.001 | 118.857 | -- | 0.139 | 0.143 | 0.006 | 1272.97 | 0.024 | 0.002 | -- | 3.164 | 1.701 | 0.147 | 29026.896 | 1089.834 | 108.983 | -- | 488432.611 | 341792.729 | 488432.611 | 341792.729 | EPA/CAMD | EPA/CAMD | EPA/CAMD | EPA/CAMD | EIA | EIA | n/a | EPA/CAMD | EPA/CAMD | 10710.0671 | 0 | 0 | 45605 | 0 | 0 | 0 | 0 | 0 | 0 | 0 | 0 | 45605 | 0 | 0 | 45605 | 0 | 0 | 0 | 100 | 0 | 0 | 0 | 0 | 0 | 0 | 0 | 0 | 100 | 0 | 0 | 100 | 0
7131 | NY | North County | OP | 58788 | Long Island Power Authority | 11171 | CD US Solar MT1 LLC | 58677 | New York Independent System Operator | NYIS | NPCC | NYLI | NPCC Long Island | NYISO | 36 | 103 | Suffolk | 40.7631 | -73.3236 | 0 |  | SUN | SOLAR |  | 0.14064 | 1 | [9 empty] | 11373 | 5603 | 1232 | 607 |  |  |  | 0 | 0 | 0 | 0 | -- |  |  |  | 0 | 0 | 0 | 0 | -- |  |  |  |  | -- | [6 empty] | -- |  |  |  | 0 | 0 | 0 | -- | 0 | 0 | 11373 | 5603 |  |  |  | EIA | EIA | EIA | n/a | EIA | EIA |  | 0 | 0 | 0 | 0 | 0 | 0 | 0 | 1232 | 0 | 0 | 0 | 0 | 1232 | 1232 | 0 | 1232 | 0 | 0 | 0 | 0 | 0 | 0 | 0 | 100 | 0 | 0 | 0 | 0 | 100 | 100 | 0 | 100
7132 | NY | North Slope, LLC | L | 60420 | New York State Elec & Gas Corp | 13511 | North Slope LLC | 60221 | New York Independent System Operator | NYIS | NPCC | NYUP | NPCC Upstate NY | NYISO | 36 | 019 | Clinton | 44.8919 | -73.9425 | 0 |  | WND | WIND |  |  | 200 | [20 empty] | -- | [7 empty] | -- |  |  |  |  | -- | [6 empty] | -- | [6 empty] | -- | 0 | 0 | [8 empty] | n/a
7133 | NY | Northern Westchester Hospital | V | 61378 | New York State Elec & Gas Corp | 13511 | Northern Westchester Hospital | 61013 | New York Independent System Operator | NYIS | NPCC | NYUP | NPCC Upstate NY | NYISO | 36 | 119 | Westchester | 41.1968 | -73.7257 | 0 | [5 empty] | 2 | [20 empty] | -- | [7 empty] | -- |  |  |  |  | -- | [6 empty] | -- | [6 empty] | -- | [10 empty] | n/a
7134 | NY | Northport | OP | 2516 | Long Island Power Authority | 11171 | National Grid Generation LLC | 56505 | New York Independent System Operator | NYIS | NPCC | NYLI | NPCC Long Island | NYISO | 36 | 103 | Suffolk | 40.9236 | -73.3423 | 4 | 4 | NG | GAS |  | 0.18265 | 1564 | 1 | [6 empty] | 26928986.175 | 18796900.225 | 26928986.175 | 18796900.225 | 2502365 | 1778623 | 785.01 | 516.935 | 359.614 | 1627589.2 | 64667.144 | 7254.384 | 1629392.634 | -- | 0.627 | 0.581 | 0.287 | 1300.841 | 0.026 | 0.003 | 1302.282 | -- | 0.058 | 0.055 | 0.027 | 120.88 | -- | 0.627 | 0.581 | 0.287 | 1300.841 | 0.026 | 0.003 | -- | 785.01 | 516.935 | 359.614 | 1627589.2 | 64667.144 | 7254.384 | -- | 26928986.175 | 18796900.225 | 26928986.175 | 18796900.225 | EPA/CAMD | EPA/CAMD | EPA/CAMD; EIA | EPA/CAMD | EIA | EIA | n/a | EPA/CAMD | EPA/CAMD | 10761.4141 | 0 | 108940.61 | 2393424.4 | 0 | 0 | 0 | 0 | 0 | 0 | 0 | 0 | 2502365.01 | 0 | 0 | 2502365.01 | 0 | 0 | 4.3535 | 95.6465 | 0 | 0 | 0 | 0 | 0 | 0 | 0 | 0 | 100 | 0 | 0 | 100 | 0
7135 | NY | Norwood | OP | 2591 | Niagara Mohawk Power Corp. | 13573 | Erie Boulevard Hydropower LP | 5914 | New York Independent System Operator | NYIS | NPCC | NYUP | NPCC Upstate NY | NYISO | 36 | 089 | St Lawrence | 44.7439 | -75.0042 | 0 |  | WAT | HYDRO |  | 0.68813 | 2 | [9 empty] | 111301 | 46004 | 12056 | 4983 |  |  |  | 0 | 0 | 0 | 0 | -- |  |  |  | 0 | 0 | 0 | 0 | -- |  |  |  |  | -- | [6 empty] | -- |  |  |  | 0 | 0 | 0 | -- | 0 | 0 | 111301 | 46004 |  |  |  | EIA | EIA | EIA | n/a | EIA | EIA |  | 0 | 0 | 0 | 0 | 12056 | 0 | 0 | 0 | 0 | 0 | 0 | 0 | 12056 | 0 | 0 | 12056 | 0 | 0 | 0 | 0 | 100 | 0 | 0 | 0 | 0 | 0 | 0 | 0 | 100 | 0 | 0 | 100
7136 | NY | NRG Dunkirk Power | OS | 2554 | Niagara Mohawk Power Corp. | 13573 | Dunkirk Power LLC | 13579 | New York Independent System Operator | NYIS | NPCC | NYUP | NPCC Upstate NY | NYISO | 36 | 013 | Chautauqua | 42.4915 | -79.3466 | 4 | 4 | SUB | COAL |  | 0 | 627.2 | 1 | [10 empty] | 0 | 0 | [7 empty] | -- | [7 empty] | -- |  |  |  |  | -- | [6 empty] | -- | [6 empty] | -- | [10 empty] | n/a |  |  |  | 0 | 0 | 0 | 0 | 0 | 0 | 0 | 0 | 0 | 0 | 0 | 0 | 0 | 0 | 0 | 0
7137 | NY | NY - Presbyt. Hospital - 525 E 68TH St | SB | 61238 | New York State Elec & Gas Corp | 13511 | NY - PRESBYTERIAN HOSPITAL-525 E 68TH ST | 60883 | New York Independent System Operator | NYIS | NPCC | NYUP | NPCC Upstate NY | NYISO | 36 | 061 | New York | 40.7644 | -73.9539 | 0 |  | DFO | OIL |  | 0 | 18.4 | 1 |  | Yes | 0 |  | 1 | [5 empty] | 0 | 0 | [7 empty] | -- | [7 empty] | -- |  |  |  |  | -- | [6 empty] | -- | [6 empty] | -- | [10 empty] | n/a |  |  |  | 0 | 0 | 0 | 0 | 0 | 0 | 0 | 0 | 0 | 0 | 0 | 0 | 0 | 0 | 0 | 0
7138 | NY | NY Times Daily Production Facility | OS | 61414 | Consolidated Edison Co-NY Inc | 4226 | The NY Times Production Facility | 61050 | New York Independent System Operator | NYIS | NPCC | NYCW | NPCC NYC/Westchester | NYISO | 36 | 081 | Queens | 40.7754 | -73.8309 | 0 |  | DFO | OIL |  | 0 | 12 | 1 | [10 empty] | 0 | 0 | [7 empty] | -- | [7 empty] | -- |  |  |  |  | -- | [6 empty] | -- | [6 empty] | -- | [10 empty] | n/a |  |  |  | 0 | 0 | 0 | 0 | 0 | 0 | 0 | 0 | 0 | 0 | 0 | 0 | 0 | 0 | 0 | 0
7139 | NY | NYC-HH - CONEY ISLAND HOSPITAL | SB | 61413 | Consolidated Edison Co-NY Inc | 4226 | NYC-HH Coney Island Hospital | 61049 | New York Independent System Operator | NYIS | NPCC | NYCW | NPCC NYC/Westchester | NYISO | 36 | 047 | Kings | 40.5855 | -73.9656 | 0 |  | DFO | OIL |  | 0 | 2.8 | 1 | [10 empty] | 0 | 0 | [7 empty] | -- | [7 empty] | -- |  |  |  |  | -- | [6 empty] | -- | [6 empty] | -- | [10 empty] | n/a |  |  |  | 0 | 0 | 0 | 0 | 0 | 0 | 0 | 0 | 0 | 0 | 0 | 0 | 0 | 0 | 0 | 0
7140 | NY | NYU Luthern Medical Center | OA | 54769 | Consolidated Edison Co-NY Inc | 4226 | NYU Langone Health | 11329 | New York Independent System Operator | NYIS | NPCC | NYCW | NPCC NYC/Westchester | NYISO | 36 | 047 | Kings | 40.6467 | -74.0211 | 0 |  | NG | GAS |  | 0 | 4.6 | 1 |  | Yes | 0 |  | 1 | [5 empty] | 0 | 0 | [7 empty] | -- | [7 empty] | -- |  |  |  |  | -- | [6 empty] | -- | [6 empty] | -- | [10 empty] | n/a |  |  |  | 0 | 0 | 0 | 0 | 0 | 0 | 0 | 0 | 0 | 0 | 0 | 0 | 0 | 0 | 0 | 0
7141 | NY | OBP Cogen | OP | 57798 | Consolidated Edison Co-NY Inc | 4226 | OBP Cogen LLC | 57120 | New York Independent System Operator | NYIS | RFC | NYCW | NPCC NYC/Westchester | NYISO | 36 | 061 | New York | 40.7549 | -73.9832 | 0 |  | NG | GAS |  | 0.76015 | 4.6 | 0.066417 |  | Yes | 139092 | 0.752 | 0.50054 |  | 173646.5324 | 90764.4999 | 173646.532 | 90764.5 | 30631 | 16011 | 26.87 | 14.045 | 0.277 | 10148.69 | 382.825 | 38.283 | 10158.643 | -- | 1.754 | 1.754 | 0.018 | 662.642 | 0.012 | 0.001 | 663.292 | -- | 0.309 | 0.309 | 0.003 | 116.889 | -- | 1.754 | 1.754 | 0.018 | 662.642 | 0.012 | 0.001 | -- | 53.682 | 28.06 | 0.554 | 20275.576 | 764.828 | 76.483 | -- | 346920 | 181334 | 346920 | 181334 | EIA | EIA | EIA | EIA | EIA | EIA | n/a | EIA | EIA | 5668.9802 | 0 | 0 | 30631 | 0 | 0 | 0 | 0 | 0 | 0 | 0 | 0 | 30631 | 0 | 0 | 30631 | 0 | 0 | 0 | 100 | 0 | 0 | 0 | 0 | 0 | 0 | 0 | 0 | 100 | 0 | 0 | 100 | 0
7142 | NY | Oceanside Energy | RE | 50348 | Long Island Power Authority | 11171 | Zapco Energy Tactics Corp | 21148 | New York Independent System Operator | NYIS | NPCC | NYLI | NPCC Long Island | NYISO | 36 | 059 | Nassau | 40.6369 | -73.6383 | 0 |  | LFG | BIOMASS |  |  | 4.2 | [20 empty] | -- | [7 empty] | -- |  |  |  |  | -- | [6 empty] | -- | [6 empty] | -- | [10 empty] | n/a
7143 | NY | Ogdensburg | OP | 52058 | Niagara Mohawk Power Corp. | 13573 | Ampersand Mount Ida Hydro LLC | 57184 | New York Independent System Operator | NYIS | NPCC | NYUP | NPCC Upstate NY | NYISO | 36 | 089 | St Lawrence | 44.7041 | -75.487 | 0 |  | WAT | HYDRO |  | 0.31895 | 3.5 | [9 empty] | 90281 | 37316 | 9779 | 4042 |  |  |  | 0 | 0 | 0 | 0 | -- |  |  |  | 0 | 0 | 0 | 0 | -- |  |  |  |  | -- | [6 empty] | -- |  |  |  | 0 | 0 | 0 | -- | 0 | 0 | 90281 | 37316 |  |  |  | EIA | EIA | EIA | n/a | EIA | EIA |  | 0 | 0 | 0 | 0 | 9779 | 0 | 0 | 0 | 0 | 0 | 0 | 0 | 9779 | 0 | 0 | 9779 | 0 | 0 | 0 | 0 | 100 | 0 | 0 | 0 | 0 | 0 | 0 | 0 | 100 | 0 | 0 | 100
7144 | NY | Oneida - South | OP | 60455 | Niagara Mohawk Power Corp. | 13573 | Oneida DG Solar, LLC | 60239 | New York Independent System Operator | NYIS | NPCC | NYUP | NPCC Upstate NY | NYISO | 36 | 065 | Oneida | 43.1664 | -75.3869 | 0 |  | SUN | SOLAR |  | 0.06315 | 1.9 | [9 empty] | 9704 | 4780 | 1051 | 518 |  |  |  | 0 | 0 | 0 | 0 | -- |  |  |  | 0 | 0 | 0 | 0 | -- |  |  |  |  | -- | [6 empty] | -- |  |  |  | 0 | 0 | 0 | -- | 0 | 0 | 9704 | 4780 |  |  |  | EIA | EIA | EIA | n/a | EIA | EIA |  | 0 | 0 | 0 | 0 | 0 | 0 | 0 | 1051 | 0 | 0 | 0 | 0 | 1051 | 1051 | 0 | 1051 | 0 | 0 | 0 | 0 | 0 | 0 | 0 | 100 | 0 | 0 | 0 | 0 | 100 | 100 | 0 | 100
7145 | NY | Oneida - West | OP | 60456 | Niagara Mohawk Power Corp. | 13573 | Oneida DG Solar, LLC | 60239 | New York Independent System Operator | NYIS | NPCC | NYUP | NPCC Upstate NY | NYISO | 36 | 065 | Oneida | 43.1696 | -75.4049 | 0 |  | SUN | SOLAR |  | 0.07865 | 1.9 | [9 empty] | 12085 | 5954 | 1309 | 645 |  |  |  | 0 | 0 | 0 | 0 | -- |  |  |  | 0 | 0 | 0 | 0 | -- |  |  |  |  | -- | [6 empty] | -- |  |  |  | 0 | 0 | 0 | -- | 0 | 0 | 12085 | 5954 |  |  |  | EIA | EIA | EIA | n/a | EIA | EIA |  | 0 | 0 | 0 | 0 | 0 | 0 | 0 | 1309 | 0 | 0 | 0 | 0 | 1309 | 1309 | 0 | 1309 | 0 | 0 | 0 | 0 | 0 | 0 | 0 | 100 | 0 | 0 | 0 | 0 | 100 | 100 | 0 | 100
7147 | NY | Oneida Herkimer | OP | 57404 | Village of Boonville - (NY) | 1970 | WM Renewable Energy LLC | 54842 | New York Independent System Operator | NYIS | NPCC | NYUP | NPCC Upstate NY | NYISO | 36 | 065 | Oneida | 43.4622 | -75.4183 | 0 |  | LFG | BIOMASS |  | 0.9187 | 3.2 | 0 | Yes | [5 empty] | 265489 | 115829 | 265489 | 115829 | 25753 | 11236 | 186.127 | 81.204 | 4.447 | 0 | 0 | 0 | 0 | -- | 14.455 | 14.454 | 0.345 | 0 | 0 | 0 | 0 | -- | 1.402 | 1.402 | 0.034 | 0 | -- | 14.455 | 14.454 | 0.345 | 0 | 0 | 0 | -- | 193.64 | 84.482 | 5.974 | 16858.496 | 617.528 | 61.753 | -- | 265489 | 115829 | 265489 | 115829 | EIA | EIA | EIA | EIA | EIA | EIA | n/a | EIA | EIA | 10309.0514 | 0 | 0 | 0 | 0 | 0 | 25753 | 0 | 0 | 0 | 0 | 0 | 0 | 25753 | 25753 | 25753 | 0 | 0 | 0 | 0 | 0 | 0 | 100 | 0 | 0 | 0 | 0 | 0 | 0 | 100 | 100 | 100 | 0
7148 | NY | Onondaga County - Metro Water Board | OP | 60097 | Niagara Mohawk Power Corp. | 13573 | Tesla Inc. | 60947 | New York Independent System Operator | NYIS | NPCC | NYUP | NPCC Upstate NY | NYISO | 36 | 067 | Onondaga | 43.1838 | -76.2241 | 0 |  | SUN | SOLAR |  | 0.11781 | 1 | [9 empty] | 9528 | 5018 | 1032 | 543 |  |  |  | 0 | 0 | 0 | 0 | -- |  |  |  | 0 | 0 | 0 | 0 | -- |  |  |  |  | -- | [6 empty] | -- |  |  |  | 0 | 0 | 0 | -- | 0 | 0 | 9528 | 5018 |  |  |  | EIA | EIA | EIA | n/a | EIA | EIA |  | 0 | 0 | 0 | 0 | 0 | 0 | 0 | 1032 | 0 | 0 | 0 | 0 | 1032 | 1032 | 0 | 1032 | 0 | 0 | 0 | 0 | 0 | 0 | 0 | 100 | 0 | 0 | 0 | 0 | 100 | 100 | 0 | 100
7149 | NY | Onondaga County - Oak Orchard WWTP | TS | 60098 | Niagara Mohawk Power Corp. | 13573 | Tesla Inc. | 60947 | New York Independent System Operator | NYIS | NPCC | NYUP | NPCC Upstate NY | NYISO | 36 | 067 | Onondaga | 43.1727 | -76.1301 | 0 |  | SUN | SOLAR |  |  | 2 | [20 empty] | -- | [7 empty] | -- |  |  |  |  | -- | [6 empty] | -- | [6 empty] | -- | 0 | 0 | [8 empty] | n/a |  |  |  | 0 | 0 | 0 | 0 | 0 | 0 | 0 | 0 | 0 | 0 | 0 | 0 | 0 | 0 | 0 | 0
7151 | NY | Onondaga County- Jamesville | TS | 60232 | Niagara Mohawk Power Corp. | 13573 | Tesla Inc. | 60947 | New York Independent System Operator | NYIS | NPCC | NYUP | NPCC Upstate NY | NYISO | 36 | 067 | Onondaga | 42.9866 | -76.0642 | 0 |  | SUN | SOLAR |  |  | 1.9 | [20 empty] | -- | [7 empty] | -- |  |  |  |  | -- | [6 empty] | -- | [6 empty] | -- | 0 | 0 | [8 empty] | n/a |  |  |  | 0 | 0 | 0 | 0 | 0 | 0 | 0 | 0 | 0 | 0 | 0 | 0 | 0 | 0 | 0 | 0
7152 | NY | Onondaga County Resource Recovery | OP | 50662 | Niagara Mohawk Power Corp. | 13573 | Covanta Onondega LP | 4487 | New York Independent System Operator | NYIS | NPCC | NYUP | NPCC Upstate NY | NYISO | 36 | 067 | Onondaga | 43.0047 | -76.1149 | 3 | 3 | MSW | BIOMASS |  | 0.57159 | 39.5 | 0.38069 | Yes | [5 empty] | 3496128.63 | 1553954.651 | 3496128.63 | 1553954.651 | 197780 | 90756 | 531.218 | 236.037 | 18.92 | 171421.924 | 245589.122 | 32232.507 | 178996.648 | -- | 5.372 | 5.202 | 0.191 | 1733.461 | 1.242 | 0.163 | 1810.058 | -- | 0.304 | 0.304 | 0.011 | 98.064 | -- | 5.372 | 5.202 | 0.191 | 1733.461 | 1.242 | 0.163 | -- | 531.218 | 236.037 | 18.92 | 348899.124 | 245589.122 | 32232.507 | -- | 3496128.63 | 1553954.651 | 3496128.63 | 1553954.651 | EIA | EIA | EIA | EIA | EIA | EIA | n/a | EIA | EIA | 17676.8566 | 0 | 0 | 859.347 | 0 | 0 | 196920.649 | 0 | 0 | 0 | 0 | 0 | 859.347 | 196920.649 | 196920.649 | 197779.996 | 0 | 0 | 0 | 0.4345 | 0 | 0 | 99.5655 | 0 | 0 | 0 | 0 | 0 | 0.4345 | 99.5655 | 99.5655 | 100 | 0
7153 | NY | Onondaga Energy Partners LP | RE | 50346 | Niagara Mohawk Power Corp. | 13573 | Zapco Energy Tactics Corp | 21148 | New York Independent System Operator | NYIS | NPCC | NYUP | NPCC Upstate NY | NYISO | 36 | 067 | Onondaga | 43.0403 | -76.2844 | 0 |  | LFG | BIOMASS |  |  | 0.7 | [20 empty] | -- | [7 empty] | -- |  |  |  |  | -- | [6 empty] | -- | [6 empty] | -- | [10 empty] | n/a
7154 | NY | Ontario LFGTE | OP | 56250 | New York State Elec & Gas Corp | 13511 | Seneca Energy II | 17283 | New York Independent System Operator | NYIS | NPCC | NYUP | NPCC Upstate NY | NYISO | 36 | 069 | Ontario | 42.8586 | -77.0872 | 0 |  | LFG | BIOMASS |  | 0.59787 | 11.2 | 0.33689 | Yes | [5 empty] | 738516.999 | 322205.999 | 738516.999 | 322205.999 | 58657.998 | 25592 | 522.129 | 227.801 | 12.372 | 0 | 0 | 0 | 0 | -- | 17.802 | 17.802 | 0.422 | 0 | 0 | 0 | 0 | -- | 1.414 | 1.414 | 0.034 | 0 | -- | 17.802 | 17.802 | 0.422 | 0 | 0 | 0 | -- | 543.029 | 236.919 | 16.618 | 46895.674 | 1717.792 | 171.779 | -- | 738516.999 | 322205.999 | 738516.999 | 322205.999 | EIA | EIA | EIA | EIA | EIA | EIA | n/a | EIA | EIA | 12590.2179 | 0 | 0 | 0 | 0 | 0 | 58658 | 0 | 0 | 0 | 0 | 0 | 0 | 58658 | 58658 | 58658 | 0 | 0 | 0 | 0 | 0 | 0 | 100 | 0 | 0 | 0 | 0 | 0 | 0 | 100 | 100 | 100 | 0
7155 | NY | Onyx - Lamphear Road | OP | 60967 | New York Power Authority | 15296 | Onyx Asset Services Group | 60584 | New York Independent System Operator | NYIS | NPCC | NYUP | NPCC Upstate NY | NYISO | 36 | 065 | Oneida | 43.1841 | -75.4767 | 0 |  | SUN | SOLAR |  | 0.01136 | 2 | [9 empty] | 1837 | 0 | 199 | 0 |  |  |  | 0 | 0 | 0 | 0 | -- |  |  |  | 0 | 0 | 0 | 0 | -- |  |  |  |  | -- | [6 empty] | -- |  |  |  | 0 | 0 | 0 | -- | 0 | 0 | 1837 | 0 |  |  |  | EIA | EIA | EIA | n/a | EIA | EIA |  | 0 | 0 | 0 | 0 | 0 | 0 | 0 | 199 | 0 | 0 | 0 | 0 | 199 | 199 | 0 | 199 | 0 | 0 | 0 | 0 | 0 | 0 | 0 | 100 | 0 | 0 | 0 | 0 | 100 | 100 | 0 | 100
7157 | NY | Oswegatchie | OP | 58678 | Niagara Mohawk Power Corp. | 13573 | Erie Boulevard Hydropower LP | 5914 | New York Independent System Operator | NYIS | NPCC | NYUP | NPCC Upstate NY | NYISO | 36 | 089 | St Lawrence | 44.27 | -75.1992 | 0 |  | WAT | HYDRO |  | 0.4055 | 1.8 | [9 empty] | 59028 | 24398 | 6394 | 2643 |  |  |  | 0 | 0 | 0 | 0 | -- |  |  |  | 0 | 0 | 0 | 0 | -- |  |  |  |  | -- | [6 empty] | -- |  |  |  | 0 | 0 | 0 | -- | 0 | 0 | 59028 | 24398 |  |  |  | EIA | EIA | EIA | n/a | EIA | EIA |  | 0 | 0 | 0 | 0 | 6394 | 0 | 0 | 0 | 0 | 0 | 0 | 0 | 6394 | 0 | 0 | 6394 | 0 | 0 | 0 | 0 | 100 | 0 | 0 | 0 | 0 | 0 | 0 | 0 | 100 | 0 | 0 | 100
7158 | NY | Oswego County - Fulton Solar | TS | 60818 | Niagara Mohawk Power Corp. | 13573 | Tesla Inc. | 60947 | New York Independent System Operator | NYIS | NPCC | NYUP | NPCC Upstate NY | NYISO | 36 | 075 | Oswego | 43.3424 | -76.3432 | 0 |  | SUN | SOLAR |  |  | 2 | [20 empty] | -- | [7 empty] | -- |  |  |  |  | -- | [6 empty] | -- | [6 empty] | -- | 0 | 0 | [8 empty] | n/a |  |  |  | 0 | 0 | 0 | 0 | 0 | 0 | 0 | 0 | 0 | 0 | 0 | 0 | 0 | 0 | 0 | 0
7159 | NY | Oswego County Energy Recovery | OP | 50907 | Niagara Mohawk Power Corp. | 13573 | Oswego County | 14222 | New York Independent System Operator | NYIS | NPCC | NYUP | NPCC Upstate NY | NYISO | 36 | 075 | Oswego | 43.3488 | -76.4252 | 0 |  | MSW | BIOMASS |  | 0.3616 | 3.6 | 0.73067 | Yes | Yes | 478124.8 | 0.081 | 0.097908 |  | 65286.0177 | 28481.498 | 65286.018 | 28481.498 | 11403.32 | 0 | 13.602 | 5.934 | 4.625 | 3198.388 | 4605.797 | 604.511 | 3340.448 | -- | 2.386 |  | 0.811 | 560.957 | 0.404 | 0.053 | 585.873 | -- | 0.417 | 0.417 | 0.142 | 97.981 | -- | 2.386 |  | 0.811 | 560.957 | 0.404 | 0.053 | -- | 138.924 | 60.608 | 47.234 | 66667.702 | 47042.311 | 6174.303 | -- | 666813 | 290902 | 666813 | 290902 | EIA | EIA | EIA | EIA | EIA | EIA | n/a | EIA | EIA | 5725.1763 | 0 | 0 | 0 | 0 | 0 | 11403.32 | 0 | 0 | 0 | 0 | 0 | 0 | 11403.32 | 11403.32 | 11403.32 | 0 | 0 | 0 | 0 | 0 | 0 | 100 | 0 | 0 | 0 | 0 | 0 | 0 | 100 | 100 | 100 | 0
7160 | NY | Oswego Falls East | OP | 2595 | Niagara Mohawk Power Corp. | 13573 | Erie Boulevard Hydropower LP | 5914 | New York Independent System Operator | NYIS | NPCC | NYUP | NPCC Upstate NY | NYISO | 36 | 075 | Oswego | 43.3161 | -76.4153 | 0 |  | WAT | HYDRO |  | 0.38143 | 6 | [9 empty] | 185082 | 76500 | 20048.001 | 8286.999 |  |  |  | 0 | 0 | 0 | 0 | -- |  |  |  | 0 | 0 | 0 | 0 | -- |  |  |  |  | -- | [6 empty] | -- |  |  |  | 0 | 0 | 0 | -- | 0 | 0 | 185082 | 76500 |  |  |  | EIA | EIA | EIA | n/a | EIA | EIA |  | 0 | 0 | 0 | 0 | 20048 | 0 | 0 | 0 | 0 | 0 | 0 | 0 | 20048 | 0 | 0 | 20048 | 0 | 0 | 0 | 0 | 100 | 0 | 0 | 0 | 0 | 0 | 0 | 0 | 100 | 0 | 0 | 100
7161 | NY | Oswego Falls West | RE | 2596 | Niagara Mohawk Power Corp. | 13573 | Erie Boulevard Hydropower LP | 5914 | New York Independent System Operator | NYIS | NPCC | NYUP | NPCC Upstate NY | NYISO | 36 | 075 | Oswego | 43.3156 | -76.4172 | 0 |  | WAT | HYDRO |  | 0.19963 | 4 | [9 empty] | 64578 | 26693 | 6995 | 2891 |  |  |  | 0 | 0 | 0 | 0 | -- |  |  |  | 0 | 0 | 0 | 0 | -- |  |  |  |  | -- | [6 empty] | -- |  |  |  | 0 | 0 | 0 | -- | 0 | 0 | 64578 | 26693 |  |  |  | EIA | EIA | EIA | n/a | EIA | EIA |  | 0 | 0 | 0 | 0 | 6995 | 0 | 0 | 0 | 0 | 0 | 0 | 0 | 6995 | 0 | 0 | 6995 | 0 | 0 | 0 | 0 | 100 | 0 | 0 | 0 | 0 | 0 | 0 | 0 | 100 | 0 | 0 | 100
7162 | NY | Oswego Harbor Power | OP | 2594 | Niagara Mohawk Power Corp. | 13573 | NRG Oswego Harbor Power Operations Inc | 13923 | New York Independent System Operator | NYIS | NPCC | NYUP | NPCC Upstate NY | NYISO | 36 | 075 | Oswego | 43.4586 | -76.5319 | 2 | 2 | RFO | GAS |  | 0.00234 | 1895.6 | 1 | [6 empty] | 511409.355 | 304517.68 | 511409.355 | 304517.68 | 38851 | 22832 | 48.783 | 27.081 | 107.011 | 40967.74 | 2858.95 | 564.47 | 41085.252 | -- | 2.511 | 2.372 | 5.509 | 2108.967 | 0.074 | 0.015 | 2115.016 | -- | 0.191 | 0.178 | 0.418 | 160.215 | -- | 2.511 | 2.372 | 5.509 | 2108.967 | 0.074 | 0.015 | -- | 48.783 | 27.081 | 107.011 | 40967.74 | 2858.95 | 564.47 | -- | 511409.355 | 304517.68 | 511409.355 | 304517.68 | EPA/CAMD | EPA/CAMD | EPA/CAMD | EPA/CAMD | EIA | EIA | n/a | EPA/CAMD | EPA/CAMD | 13163.3511 | 0 | 36095.776 | 2755.224 | 0 | 0 | 0 | 0 | 0 | 0 | 0 | 0 | 38851 | 0 | 0 | 38851 | 0 | 0 | 92.9082 | 7.0918 | 0 | 0 | 0 | 0 | 0 | 0 | 0 | 0 | 100 | 0 | 0 | 100 | 0
7163 | NY | Owens Corning at Bethlehem | OP | 58550 | Niagara Mohawk Power Corp. | 13573 | Constellation Solar Holding, LLC | 58491 | New York Independent System Operator | NYIS | NPCC | NYUP | NPCC Upstate NY | NYISO | 36 | 001 | Albany | 42.5869 | -73.865 | 0 |  | SUN | SOLAR |  | 0.19172 | 2 | [9 empty] | 31011 | 15278 | 3359 | 1655 |  |  |  | 0 | 0 | 0 | 0 | -- |  |  |  | 0 | 0 | 0 | 0 | -- |  |  |  |  | -- | [6 empty] | -- |  |  |  | 0 | 0 | 0 | -- | 0 | 0 | 31011 | 15278 |  |  |  | EIA | EIA | EIA | n/a | EIA | EIA |  | 0 | 0 | 0 | 0 | 0 | 0 | 0 | 3359 | 0 | 0 | 0 | 0 | 3359 | 3359 | 0 | 3359 | 0 | 0 | 0 | 0 | 0 | 0 | 0 | 100 | 0 | 0 | 0 | 0 | 100 | 100 | 0 | 100
7164 | NY | Oyster Bay Energy Partners LP | RE | 50345 | Long Island Power Authority | 11171 | Zapco Energy Tactics Corp | 21148 | New York Independent System Operator | NYIS | NPCC | NYLI | NPCC Long Island | NYISO | 36 | 059 | Nassau | 40.7683 | -73.4567 | 0 |  | LFG | BIOMASS |  |  | 1.4 | [20 empty] | -- | [7 empty] | -- |  |  |  |  | -- | [6 empty] | -- | [6 empty] | -- | [10 empty] | n/a
7165 | NY | Parishville | OP | 2597 | Niagara Mohawk Power Corp. | 13573 | Erie Boulevard Hydropower LP | 5914 | New York Independent System Operator | NYIS | NPCC | NYUP | NPCC Upstate NY | NYISO | 36 | 089 | St Lawrence | 44.63 | -74.8258 | 0 |  | WAT | HYDRO |  | 0.4839 | 3 | [9 empty] | 117403 | 48527 | 12717 | 5256 |  |  |  | 0 | 0 | 0 | 0 | -- |  |  |  | 0 | 0 | 0 | 0 | -- |  |  |  |  | -- | [6 empty] | -- |  |  |  | 0 | 0 | 0 | -- | 0 | 0 | 117403 | 48527 |  |  |  | EIA | EIA | EIA | n/a | EIA | EIA |  | 0 | 0 | 0 | 0 | 12717 | 0 | 0 | 0 | 0 | 0 | 0 | 0 | 12717 | 0 | 0 | 12717 | 0 | 0 | 0 | 0 | 100 | 0 | 0 | 0 | 0 | 0 | 0 | 0 | 100 | 0 | 0 | 100
7166 | NY | Peak Power 1 Cogen | OP | 57789 | Consolidated Edison Co-NY Inc | 4226 | Peak Power 1, LLC | 57106 | New York Independent System Operator | NYIS | NPCC | NYCW | NPCC NYC/Westchester | NYISO | 36 | 061 | New York | 40.7511 | -73.9917 | 0 |  | NG | GAS |  | 0.19006 | 6.3 | 1 |  | Yes | 46106.4 | 0.776 | 0.50866 |  | 57322.0677 | 29961.1723 | 57322.068 | 29961.172 | 10488.999 | 5483.001 | 77.097 | 40.298 | 0.092 | 3350.161 | 126.374 | 12.637 | 3353.447 | -- | 14.701 | 14.699 | 0.017 | 638.795 | 0.012 | 0.001 | 639.422 | -- | 2.69 | 2.69 | 0.003 | 116.889 | -- | 14.701 | 14.699 | 0.017 | 638.795 | 0.012 | 0.001 | -- | 151.569 | 79.224 | 0.18 | 6586.23 | 248.444 | 24.844 | -- | 112692 | 58902 | 112692 | 58902 | EIA | EIA | EIA | EIA | EIA | EIA | n/a | EIA | EIA | 5464.9697 | 0 | 0 | 10489 | 0 | 0 | 0 | 0 | 0 | 0 | 0 | 0 | 10489 | 0 | 0 | 10489 | 0 | 0 | 0 | 100 | 0 | 0 | 0 | 0 | 0 | 0 | 0 | 0 | 100 | 0 | 0 | 100 | 0
7167 | NY | Philadlephia | OP | 10197 | Niagara Mohawk Power Corp. | 13573 | EONY Generation Limited | 60023 | New York Independent System Operator | NYIS | NPCC | NYUP | NPCC Upstate NY | NYISO | 36 | 045 | Jefferson | 44.1586 | -75.7088 | 0 |  | WAT | HYDRO |  | 0.1941 | 3.6 | [9 empty] | 56509 | 23357 | 6121 | 2530 |  |  |  | 0 | 0 | 0 | 0 | -- |  |  |  | 0 | 0 | 0 | 0 | -- |  |  |  |  | -- | [6 empty] | -- |  |  |  | 0 | 0 | 0 | -- | 0 | 0 | 56509 | 23357 |  |  |  | EIA | EIA | EIA | n/a | EIA | EIA |  | 0 | 0 | 0 | 0 | 6121 | 0 | 0 | 0 | 0 | 0 | 0 | 0 | 6121 | 0 | 0 | 6121 | 0 | 0 | 0 | 0 | 100 | 0 | 0 | 0 | 0 | 0 | 0 | 0 | 100 | 0 | 0 | 100
7168 | NY | Phoenix Hydro Project | OP | 54865 | Niagara Mohawk Power Corp. | 13573 | Eagle Creek RE LLC | 57280 | New York Independent System Operator | NYIS | NPCC | NYUP | NPCC Upstate NY | NYISO | 36 | 075 | Oswego | 43.2271 | -76.3021 | 0 |  | WAT | HYDRO |  | 0.31186 | 3.2 | [9 empty] | 80706 | 33358 | 8742 | 3613 |  |  |  | 0 | 0 | 0 | 0 | -- |  |  |  | 0 | 0 | 0 | 0 | -- |  |  |  |  | -- | [6 empty] | -- |  |  |  | 0 | 0 | 0 | -- | 0 | 0 | 80706 | 33358 |  |  |  | EIA | EIA | EIA | n/a | EIA | EIA |  | 0 | 0 | 0 | 0 | 8742 | 0 | 0 | 0 | 0 | 0 | 0 | 0 | 8742 | 0 | 0 | 8742 | 0 | 0 | 0 | 0 | 100 | 0 | 0 | 0 | 0 | 0 | 0 | 0 | 100 | 0 | 0 | 100
7169 | NY | Piercefield | OP | 2598 | Niagara Mohawk Power Corp. | 13573 | Erie Boulevard Hydropower LP | 5914 | New York Independent System Operator | NYIS | NPCC | NYUP | NPCC Upstate NY | NYISO | 36 | 089 | St Lawrence | 44.2334 | -74.5662 | 0 |  | WAT | HYDRO |  | 0.64358 | 2.7 | [9 empty] | 140530 | 58085 | 15222.001 | 6292 |  |  |  | 0 | 0 | 0 | 0 | -- |  |  |  | 0 | 0 | 0 | 0 | -- |  |  |  |  | -- | [6 empty] | -- |  |  |  | 0 | 0 | 0 | -- | 0 | 0 | 140530 | 58085 |  |  |  | EIA | EIA | EIA | n/a | EIA | EIA |  | 0 | 0 | 0 | 0 | 15222 | 0 | 0 | 0 | 0 | 0 | 0 | 0 | 15222 | 0 | 0 | 15222 | 0 | 0 | 0 | 0 | 100 | 0 | 0 | 0 | 0 | 0 | 0 | 0 | 100 | 0 | 0 | 100
7170 | NY | Pinelawn Power | OP | 56188 | Long Island Power Authority | 11171 | Pinelawn Power LLC | 49837 | New York Independent System Operator | NYIS | NPCC | NYLI | NPCC Long Island | NYISO | 36 | 103 | Suffolk | 40.7366 | -73.3884 | 1 |  | NG | GAS |  | 0.21652 | 82 | 0.97247 | [6 empty] | 1347674.475 | 759893.025 | 1347674.475 | 759893.025 | 155528 | 87283 | 5.116 | 2.711 | 0.421 | 80092.275 | 2994.405 | 299.44 | 80170.13 | -- | 0.066 | 0.062 | 0.005 | 1029.94 | 0.019 | 0.002 | 1030.941 | -- | 0.008 | 0.007 | 0.001 | 118.86 | -- | 0.066 | 0.062 | 0.005 | 1029.94 | 0.019 | 0.002 | -- | 5.116 | 2.711 | 0.421 | 80092.275 | 2994.405 | 299.44 | -- | 1347674.475 | 759893.025 | 1347674.475 | 759893.025 | EPA/CAMD | EPA/CAMD | EPA/CAMD | EPA/CAMD | EIA | EIA | n/a | EPA/CAMD | EPA/CAMD | 8665.1566 | 0 | 0 | 155528 | 0 | 0 | 0 | 0 | 0 | 0 | 0 | 0 | 155528 | 0 | 0 | 155528 | 0 | 0 | 0 | 100 | 0 | 0 | 0 | 0 | 0 | 0 | 0 | 0 | 100 | 0 | 0 | 100 | 0
7171 | NY | Plant No 1 Freeport | RE | 2678 | Village of Freeport - (NY) | 6775 | Village of Freeport - (NY) | 6775 | New York Independent System Operator | NYIS | NPCC | NYLI | NPCC Long Island | NYISO | 36 | 059 | Nassau | 40.6561 | -73.5922 | 0 |  | DFO | OIL |  | 0.00163 | 13.2 | 1 | [6 empty] | 2296 | 716.999 | 2296 | 716.999 | 188 | 58.999 | 3.821 | 1.193 | 0.333 | 187.498 | 15.185 | 3.037 | 188.128 | -- | 40.649 | 40.441 | 3.543 | 1994.66 | 0.081 | 0.016 | 2001.364 | -- | 3.328 | 3.328 | 0.29 | 163.326 | -- | 40.649 | 40.441 | 3.543 | 1994.66 | 0.081 | 0.016 | -- | 3.821 | 1.193 | 0.333 | 187.498 | 15.185 | 3.037 | -- | 2296 | 716.999 | 2296 | 716.999 | EIA | EIA | EIA | EIA | EIA | EIA | n/a | EIA | EIA | 12212.766 | 0 | 188 | 0 | 0 | 0 | 0 | 0 | 0 | 0 | 0 | 0 | 188 | 0 | 0 | 188 | 0 | 0 | 100 | 0 | 0 | 0 | 0 | 0 | 0 | 0 | 0 | 0 | 100 | 0 | 0 | 100 | 0
7172 | NY | Poletti 500 MW CC | OP | 56196 | Consolidated Edison Co-NY Inc | 4226 | New York Power Authority | 15296 | New York Independent System Operator | NYIS | NPCC | NYCW | NPCC NYC/Westchester | NYISO | 36 | 081 | Queens | 40.7889 | -73.9069 | 2 |  | NG | GAS |  | 0.58857 | 528 | 0.35238 | [6 empty] | 20381518.557 | 9397364.482 | 20381518.557 | 9397364.482 | 2722323 | 1260644 | 74.787 | 36.1 | 6.171 | 1213917.623 | 45760.166 | 4673.914 | 1215122.561 | -- | 0.055 | 0.057 | 0.005 | 891.825 | 0.017 | 0.002 | 892.71 | -- | 0.007 | 0.008 | 0.001 | 119.119 | -- | 0.055 | 0.057 | 0.005 | 891.825 | 0.017 | 0.002 | -- | 74.787 | 36.1 | 6.171 | 1213917.623 | 45760.166 | 4673.914 | -- | 20381518.557 | 9397364.482 | 20381518.557 | 9397364.482 | EPA/CAMD | EPA/CAMD | EPA/CAMD | EPA/CAMD | EIA | EIA | n/a | EPA/CAMD | EPA/CAMD | 7486.8112 | 0 | 19297.419 | 2703025.6 | 0 | 0 | 0 | 0 | 0 | 0 | 0 | 0 | 2722323.019 | 0 | 0 | 2722323.019 | 0 | 0 | 0.70886 | 99.2911 | 0 | 0 | 0 | 0 | 0 | 0 | 0 | 0 | 100 | 0 | 0 | 100 | 0
7173 | NY | Port Jefferson Energy Center | OP | 2517 | Long Island Power Authority | 11171 | National Grid Generation LLC | 56505 | New York Independent System Operator | NYIS | NPCC | NYLI | NPCC Long Island | NYISO | 36 | 103 | Suffolk | 40.9497 | -73.0785 | 4 | 2 | NG | GAS |  | 0.08467 | 590 | 1 | [6 empty] | 4994686 | 3982110.025 | 4994686 | 3982110.025 | 437602.001 | 352449 | 155.449 | 112.402 | 206.115 | 310624.55 | 14553.438 | 1912.999 | 311073.876 | -- | 0.71 | 0.638 | 0.942 | 1419.667 | 0.033 | 0.004 | 1421.721 | -- | 0.062 | 0.056 | 0.083 | 124.382 | -- | 0.71 | 0.638 | 0.942 | 1419.667 | 0.033 | 0.004 | -- | 155.449 | 112.402 | 206.115 | 310624.55 | 14553.438 | 1912.999 | -- | 4994686 | 3982110.025 | 4994686 | 3982110.025 | EPA/CAMD | EPA/CAMD | EPA/CAMD; EIA | EPA/CAMD | EIA | EIA | n/a | EPA/CAMD | EPA/CAMD | 11413.7642 | 0 | 57948.767 | 379653.23 | 0 | 0 | 0 | 0 | 0 | 0 | 0 | 0 | 437601.997 | 0 | 0 | 437601.997 | 0 | 0 | 13.2423 | 86.7577 | 0 | 0 | 0 | 0 | 0 | 0 | 0 | 0 | 100 | 0 | 0 | 100 | 0
7174 | NY | Port Leyden Hydroelectric Project | OP | 10817 | Niagara Mohawk Power Corp. | 13573 | Empire Hydro Partners | 5811 | New York Independent System Operator | NYIS | NPCC | NYUP | NPCC Upstate NY | NYISO | 36 | 049 | Lewis | 43.5836 | -75.3392 | 0 |  | WAT | HYDRO |  | 0.45491 | 1 | [9 empty] | 36790 | 15207 | 3985 | 1647 |  |  |  | 0 | 0 | 0 | 0 | -- |  |  |  | 0 | 0 | 0 | 0 | -- |  |  |  |  | -- | [6 empty] | -- |  |  |  | 0 | 0 | 0 | -- | 0 | 0 | 36790 | 15207 |  |  |  | EIA | EIA | EIA | n/a | EIA | EIA |  | 0 | 0 | 0 | 0 | 3985 | 0 | 0 | 0 | 0 | 0 | 0 | 0 | 3985 | 0 | 0 | 3985 | 0 | 0 | 0 | 0 | 100 | 0 | 0 | 0 | 0 | 0 | 0 | 0 | 100 | 0 | 0 | 100
7175 | NY | Port Richmond WWT Solar | OP | 58647 | Consolidated Edison Co-NY Inc | 4226 | Consolidated Edison Solutions Inc | 57365 | New York Independent System Operator | NYIS | NPCC | NYCW | NPCC NYC/Westchester | NYISO | 36 | 085 | Richmond | 40.6381 | -74.1261 | 0 |  | SUN | SOLAR |  | 0.17443 | 1 | [9 empty] | 14106 | 6948 | 1528 | 753 |  |  |  | 0 | 0 | 0 | 0 | -- |  |  |  | 0 | 0 | 0 | 0 | -- |  |  |  |  | -- | [6 empty] | -- |  |  |  | 0 | 0 | 0 | -- | 0 | 0 | 14106 | 6948 |  |  |  | EIA | EIA | EIA | n/a | EIA | EIA |  | 0 | 0 | 0 | 0 | 0 | 0 | 0 | 1528 | 0 | 0 | 0 | 0 | 1528 | 1528 | 0 | 1528 | 0 | 0 | 0 | 0 | 0 | 0 | 0 | 100 | 0 | 0 | 0 | 0 | 100 | 100 | 0 | 100
7176 | NY | Pouch Terminal | OP | 8053 | Consolidated Edison Co-NY Inc | 4226 | New York Power Authority | 15296 | New York Independent System Operator | NYIS | NPCC | NYCW | NPCC NYC/Westchester | NYISO | 36 | 085 | Richmond | 40.6182 | -74.0685 | 0 |  | NG | GAS |  | 0.15784 | 47 | 1 | [6 empty] | 694763.617 | 516927.199 | 694763.617 | 516927.199 | 64985 | 33967 | 3.556 | 2.528 | 0.208 | 41291.268 | 1476.018 | 147.602 | 41329.644 | -- | 0.109 | 0.149 | 0.006 | 1270.794 | 0.023 | 0.002 | 1271.975 | -- | 0.01 | 0.01 | 0.001 | 118.864 | -- | 0.109 | 0.149 | 0.006 | 1270.794 | 0.023 | 0.002 | -- | 3.556 | 2.528 | 0.208 | 41291.268 | 1476.018 | 147.602 | -- | 694763.617 | 516927.199 | 694763.617 | 516927.199 | EPA/CAMD | EPA/CAMD | EPA/CAMD | EPA/CAMD | EIA | EIA | n/a | EPA/CAMD | EPA/CAMD | 10691.1382 | 0 | 0 | 64985 | 0 | 0 | 0 | 0 | 0 | 0 | 0 | 0 | 64985 | 0 | 0 | 64985 | 0 | 0 | 0 | 100 | 0 | 0 | 0 | 0 | 0 | 0 | 0 | 0 | 100 | 0 | 0 | 100 | 0
7177 | NY | Prospect | OP | 2599 | Niagara Mohawk Power Corp. | 13573 | Erie Boulevard Hydropower LP | 5914 | New York Independent System Operator | NYIS | NPCC | NYUP | NPCC Upstate NY | NYISO | 36 | 065 | Oneida | 43.2919 | -75.1477 | 0 |  | WAT | HYDRO |  | 0.41653 | 19 | [9 empty] | 640027 | 264546 | 69327 | 28655 |  |  |  | 0 | 0 | 0 | 0 | -- |  |  |  | 0 | 0 | 0 | 0 | -- |  |  |  |  | -- | [6 empty] | -- |  |  |  | 0 | 0 | 0 | -- | 0 | 0 | 640027 | 264546 |  |  |  | EIA | EIA | EIA | n/a | EIA | EIA |  | 0 | 0 | 0 | 0 | 69327 | 0 | 0 | 0 | 0 | 0 | 0 | 0 | 69327 | 0 | 0 | 69327 | 0 | 0 | 0 | 0 | 100 | 0 | 0 | 0 | 0 | 0 | 0 | 0 | 100 | 0 | 0 | 100
7178 | NY | Pyrites Plant | OP | 10547 | Niagara Mohawk Power Corp. | 13573 | CHI Energy Inc | 34688 | New York Independent System Operator | NYIS | NPCC | NYUP | NPCC Upstate NY | NYISO | 36 | 089 | St Lawrence | 44.522 | -75.1881 | 0 |  | WAT | HYDRO |  | 0.34366 | 8.2 | [9 empty] | 227901 | 94200 | 24685.999 | 10204 |  |  |  | 0 | 0 | 0 | 0 | -- |  |  |  | 0 | 0 | 0 | 0 | -- |  |  |  |  | -- | [6 empty] | -- |  |  |  | 0 | 0 | 0 | -- | 0 | 0 | 227901 | 94200 |  |  |  | EIA | EIA | EIA | n/a | EIA | EIA |  | 0 | 0 | 0 | 0 | 24686 | 0 | 0 | 0 | 0 | 0 | 0 | 0 | 24686 | 0 | 0 | 24686 | 0 | 0 | 0 | 0 | 100 | 0 | 0 | 0 | 0 | 0 | 0 | 0 | 100 | 0 | 0 | 100
7179 | NY | R E Ginna Nuclear Power Plant | OP | 6122 | Rochester Gas & Electric Corp | 16183 | Exelon Nuclear | 55951 | New York Independent System Operator | NYIS | NPCC | NYUP | NPCC Upstate NY | NYISO | 36 | 117 | Wayne | 43.2777 | -77.3099 | 1 |  | NUC | NUCLEAR |  | 0.94268 | 614 | [9 empty] | 53028005 | 21875743 | 5070323 | 2091670 |  |  |  | 0 | 0 | 0 | 0 | -- |  |  |  | 0 | 0 | 0 | 0 | -- |  |  |  |  | -- | [6 empty] | -- |  |  |  | 0 | 0 | 0 | -- | 0 | 0 | 53028005 | 21875743 |  |  |  | EIA | EIA | EIA | n/a | EIA | EIA |  | 0 | 0 | 0 | 5070323 | 0 | 0 | 0 | 0 | 0 | 0 | 0 | 5070323 | 0 | 0 | 0 | 5070323 | 0 | 0 | 0 | 100 | 0 | 0 | 0 | 0 | 0 | 0 | 0 | 100 | 0 | 0 | 0 | 100
7180 | NY | Rainbow Falls Auscble | OA | 6526 | New York State Elec & Gas Corp | 13511 | New York State Elec & Gas Corp | 13511 | New York Independent System Operator | NYIS | NPCC | NYUP | NPCC Upstate NY | NYISO | 36 | 019 | Clinton | 44.5236 | -73.4617 | 0 |  | WAT | HYDRO |  | 0 | 2.6 | [11 empty] | 0 | 0 | [7 empty] | -- | [7 empty] | -- |  |  |  |  | -- | [6 empty] | -- | [6 empty] | -- | 0 | 0 | [8 empty] | n/a |  |  |  | 0 | 0 | 0 | 0 | 0 | 0 | 0 | 0 | 0 | 0 | 0 | 0 | 0 | 0 | 0 | 0
7181 | NY | Rainbow Falls Hydro | OP | 2600 | Niagara Mohawk Power Corp. | 13573 | Erie Boulevard Hydropower LP | 5914 | New York Independent System Operator | NYIS | NPCC | NYUP | NPCC Upstate NY | NYISO | 36 | 089 | St Lawrence | 44.5178 | -74.8228 | 0 |  | WAT | HYDRO |  | 0.39416 | 25 | [9 empty] | 796906 | 329389 | 86320 | 35679 |  |  |  | 0 | 0 | 0 | 0 | -- |  |  |  | 0 | 0 | 0 | 0 | -- |  |  |  |  | -- | [6 empty] | -- |  |  |  | 0 | 0 | 0 | -- | 0 | 0 | 796906 | 329389 |  |  |  | EIA | EIA | EIA | n/a | EIA | EIA |  | 0 | 0 | 0 | 0 | 86320 | 0 | 0 | 0 | 0 | 0 | 0 | 0 | 86320 | 0 | 0 | 86320 | 0 | 0 | 0 | 0 | 100 | 0 | 0 | 0 | 0 | 0 | 0 | 0 | 100 | 0 | 0 | 100
7182 | NY | Ravenswood Generating Station | OP | 2500 | Consolidated Edison Co-NY Inc | 4226 | TC Ravenswood LLC | 10023 | New York Independent System Operator | NYIS | NPCC | NYCW | NPCC NYC/Westchester | NYISO | 36 | 081 | Queens | 40.7592 | -73.9461 | 4 | 3 | RFO | GAS |  | 0.22706 | 2625 | 0.9549 |  | Yes | 0 |  | 1 |  | 52952784.669 | 34828124.833 | 52952784.669 | 34828124.833 | 5221277.994 | 3459412.002 | 1595.425 | 1146.74 | 68.822 | 3154010.57 | 114647.888 | 11658.809 | 3157021.488 | -- | 0.611 | 0.663 | 0.026 | 1208.137 | 0.022 | 0.002 | 1209.291 | -- | 0.06 | 0.066 | 0.003 | 119.125 | -- | 0.611 | 0.663 | 0.026 | 1208.137 | 0.022 | 0.002 | -- | 1595.425 | 1146.74 | 68.822 | 3154010.57 | 114647.888 | 11658.809 | -- | 52952784.669 | 34828124.833 | 52952784.669 | 34828124.833 | EPA/CAMD | EPA/CAMD | EPA/CAMD; EIA | EPA/CAMD; EIA | EIA | EIA | n/a | EPA/CAMD | EPA/CAMD | 10141.7286 | 0 | 25934.166 | 5195343.848 | 0 | 0 | 0 | 0 | 0 | 0 | 0 | 0 | 5221278.014 | 0 | 0 | 5221278.014 | 0 | 0 | 0.4967 | 99.5033 | 0 | 0 | 0 | 0 | 0 | 0 | 0 | 0 | 100 | 0 | 0 | 100 | 0
7183 | NY | Raymondville | OP | 2601 | Niagara Mohawk Power Corp. | 13573 | Erie Boulevard Hydropower LP | 5914 | New York Independent System Operator | NYIS | NPCC | NYUP | NPCC Upstate NY | NYISO | 36 | 089 | St Lawrence | 44.835 | -74.9803 | 0 |  | WAT | HYDRO |  | 0.56632 | 2 | [9 empty] | 91601 | 37863 | 9922 | 4101 |  |  |  | 0 | 0 | 0 | 0 | -- |  |  |  | 0 | 0 | 0 | 0 | -- |  |  |  |  | -- | [6 empty] | -- |  |  |  | 0 | 0 | 0 | -- | 0 | 0 | 91601 | 37863 |  |  |  | EIA | EIA | EIA | n/a | EIA | EIA |  | 0 | 0 | 0 | 0 | 9922 | 0 | 0 | 0 | 0 | 0 | 0 | 0 | 9922 | 0 | 0 | 9922 | 0 | 0 | 0 | 0 | 100 | 0 | 0 | 0 | 0 | 0 | 0 | 0 | 100 | 0 | 0 | 100
7184 | NY | RED-Rochester, LLC-Eastman Business Park | OS | 10025 | Rochester Gas & Electric Corp | 16183 | RED-Rochester, LLC | 5624 | New York Independent System Operator | NYIS | NPCC | NYUP | NPCC Upstate NY | NYISO | 36 | 055 | Monroe | 43.1989 | -77.6319 | 52 |  | BIT | COAL | Yes | 0.20674 | 209.8 | 0.98877 |  | Yes | 4140022.4 | 0.313 | 0.2946 |  | 2509743.3192 | 1046627.4709 | 2509743.319 | 1046627.471 | 379956 | 170605 | 565.111 | 219.635 | 3986.143 | 258392.749 | 52626.729 | 7640.578 | 260129.619 | -- | 2.975 | 2.575 | 20.982 | 1360.119 | 0.139 | 0.02 | 1369.262 | -- | 0.45 | 0.42 | 3.177 | 205.912 | -- | 2.975 | 2.575 | 20.982 | 1360.119 | 0.139 | 0.02 | -- | 1918.206 | 745.526 | 13530.511 | 877085.007 | 178635.487 | 25935.079 | -- | 8519040.278 | 3552658.757 | 8519040.278 | 3552658.757 | EPA/CAMD | EPA/CAMD | EIA | EIA | EIA | EIA | n/a | EPA/CAMD | EPA/CAMD | 6605.3526 | 333021.03 | 5244.065 | 41690.902 | 0 | 0 | 0 | 0 | 0 | 0 | 0 | 0 | 379955.997 | 0 | 0 | 379955.997 | 0 | 87.6473 | 1.3802 | 10.9726 | 0 | 0 | 0 | 0 | 0 | 0 | 0 | 0 | 100 | 0 | 0 | 100 | 0
7185 | NY | ReEnergy Chateaugay Power Station | RE | 50277 | New York State Elec & Gas Corp | 13511 | ReEnergy Chateaugay LLC | 57433 | New York Independent System Operator | NYIS | NPCC | NYUP | NPCC Upstate NY | NYISO | 36 | 033 | Franklin | 44.8927 | -74.0746 | 1 | 1 | WDS | BIOMASS |  | 0 | 19.7 | 1 | [6 empty] | 0 | 0 | 0 | 0 | 0 | 0 | 0 | 0 | 0 | 0 | 0 | 0 | 0 | -- | [7 empty] | -- |  |  |  |  | -- | [6 empty] | -- | 0 | 0 | 0 | 0 | 0 | 0 | -- | 0 | 0 | 0 | 0 | EIA | EIA | EIA | EIA | EIA | EIA | n/a | EIA | EIA |  | 0 | 0 | 0 | 0 | 0 | 0 | 0 | 0 | 0 | 0 | 0 | 0 | 0 | 0 | 0 | 0
7186 | NY | ReEnergy Lyonsdale Biomass | OP | 54526 | Niagara Mohawk Power Corp. | 13573 | ReEnergy Biomass LLC | 57431 | New York Independent System Operator | NYIS | NPCC | NYUP | NPCC Upstate NY | NYISO | 36 | 049 | Lewis | 43.618 | -75.3054 | 1 | 1 | WDS | BIOMASS |  | 0.70413 | 21.1 | 0.15979 | Yes | Yes | 1028646.4 | 0.432 | 0.36539 |  | 728541.288 | 227476.3097 | 728541.288 | 227476.31 | 130148 | 43781 | 78.338 | 24.46 | 9.107 | 0 | 51397.122 | 6745.872 | 1585.272 | -- | 1.204 | 1.117 | 0.14 | 0 | 0.395 | 0.052 | 24.361 | -- | 0.215 | 0.215 | 0.025 | 0 | -- | 1.204 | 1.117 | 0.14 | 0 | 0.395 | 0.052 | -- | 214.396 | 66.942 | 24.924 | 206161.044 | 140664.421 | 18462.205 | -- | 1993882.8 | 622560.6 | 1993882.8 | 622560.6 | EIA | EIA | EIA | EIA | EIA | EIA | n/a | EIA | EIA | 5597.7909 | 0 | 0 | 0 | 0 | 0 | 130148 | 0 | 0 | 0 | 0 | 0 | 0 | 130148 | 130148 | 130148 | 0 | 0 | 0 | 0 | 0 | 0 | 100 | 0 | 0 | 0 | 0 | 0 | 0 | 100 | 100 | 100 | 0
7187 | NY | Rensselaer Cogen | OP | 54034 | Niagara Mohawk Power Corp. | 13573 | Rensselaer Generating LLC | 6838 | New York Independent System Operator | NYIS | NPCC | NYUP | NPCC Upstate NY | NYISO | 36 | 083 | Rensselaer | 42.6253 | -73.75 | 1 |  | NG | GAS |  | 0.0403 | 88.2 | 1 | [6 empty] | 279764.708 | 250101.418 | 279764.708 | 250101.418 | 31136 | 27741 | 4.528 | 4.013 | 0.084 | 16625.721 | 630.046 | 63.005 | 16642.102 | -- | 0.291 | 0.289 | 0.005 | 1067.942 | 0.02 | 0.002 | 1068.994 | -- | 0.032 | 0.032 | 0.001 | 118.855 | -- | 0.291 | 0.289 | 0.005 | 1067.942 | 0.02 | 0.002 | -- | 4.528 | 4.013 | 0.084 | 16625.721 | 630.046 | 63.005 | -- | 279764.708 | 250101.418 | 279764.708 | 250101.418 | EPA/CAMD | EPA/CAMD | EPA/CAMD | EPA/CAMD | EIA | EIA | n/a | EPA/CAMD | EPA/CAMD | 8985.2488 | 0 | 0 | 31136 | 0 | 0 | 0 | 0 | 0 | 0 | 0 | 0 | 31136 | 0 | 0 | 31136 | 0 | 0 | 0 | 100 | 0 | 0 | 0 | 0 | 0 | 0 | 0 | 0 | 100 | 0 | 0 | 100 | 0
7188 | NY | Richard M Flynn (Holtsville) | OP | 7314 | Public Service Elec & Gas Co | 15477 | New York Power Authority | 15296 | New York Independent System Operator | NYIS | NPCC | NYLI | NPCC Long Island | NYISO | 36 | 103 | Suffolk | 40.8158 | -73.064 | 1 |  | NG | GAS |  | 0.81229 | 164 | 0 | [6 empty] | 9484636.679 | 3824409.415 | 9484636.679 | 3824409.415 | 1166967 | 466985 | 143.858 | 55.517 | 2.869 | 566238.644 | 21103.829 | 2186.952 | 566799.212 | -- | 0.247 | 0.238 | 0.005 | 970.445 | 0.018 | 0.002 | 971.406 | -- | 0.03 | 0.029 | 0.001 | 119.401 | -- | 0.247 | 0.238 | 0.005 | 970.445 | 0.018 | 0.002 | -- | 143.858 | 55.517 | 2.869 | 566238.644 | 21103.829 | 2186.952 | -- | 9484636.679 | 3824409.415 | 9484636.679 | 3824409.415 | EPA/CAMD | EPA/CAMD | EPA/CAMD | EPA/CAMD | EIA | EIA | n/a | EPA/CAMD | EPA/CAMD | 8127.5963 | 0 | 14518.931 | 1152448.07 | 0 | 0 | 0 | 0 | 0 | 0 | 0 | 0 | 1166967.001 | 0 | 0 | 1166967.001 | 0 | 0 | 1.2442 | 98.7558 | 0 | 0 | 0 | 0 | 0 | 0 | 0 | 0 | 100 | 0 | 0 | 100 | 0
7189 | NY | Rio | OP | 2631 | Orange & Rockland Utils Inc | 14154 | Eagle Creek RE LLC | 57280 | New York Independent System Operator | NYIS | NPCC | NYUP | NPCC Upstate NY | NYISO | 36 | 105 | Sullivan | 41.4625 | -74.7578 | 0 |  | WAT | HYDRO |  | 0.15206 | 10.8 | [9 empty] | 132811 | 54895 | 14386 | 5946 |  |  |  | 0 | 0 | 0 | 0 | -- |  |  |  | 0 | 0 | 0 | 0 | -- |  |  |  |  | -- | [6 empty] | -- |  |  |  | 0 | 0 | 0 | -- | 0 | 0 | 132811 | 54895 |  |  |  | EIA | EIA | EIA | n/a | EIA | EIA |  | 0 | 0 | 0 | 0 | 14386 | 0 | 0 | 0 | 0 | 0 | 0 | 0 | 14386 | 0 | 0 | 14386 | 0 | 0 | 0 | 0 | 100 | 0 | 0 | 0 | 0 | 0 | 0 | 0 | 100 | 0 | 0 | 100
7190 | NY | Ripley Westfield Wind LLC | IP | 57193 |  | -9999 | Pattern Operators LP | 56545 | New York Independent System Operator | NYIS | NPCC | NYUP | NPCC Upstate NY | NYISO | 36 | 013 | Chautauqua | 42.2411 | -79.635 | 0 |  | WND | WIND |  |  | 75 | [20 empty] | -- | [7 empty] | -- |  |  |  |  | -- | [6 empty] | -- | [6 empty] | -- | 0 | 0 | [8 empty] | n/a
7191 | NY | Riverbay Corp. - Co-Op City | OP | 52168 | Consolidated Edison Co-NY Inc | 4226 | Riverbay Corp | 24210 | New York Independent System Operator | NYIS | NPCC | NYCW | NPCC NYC/Westchester | NYISO | 36 | 005 | Bronx | 40.87 | -73.8244 | 4 |  | NG | GAS |  | 0.28234 | 49.5 | 0.86277 |  | Yes | 1767149.6 | 0.236 | 0.2397 |  | 342945.2785 | 292469.2893 | 342945.278 | 292469.289 | 122426.23 | 61880 |  | 44.333 | 0.127 | 20043.275 | 1545.546 | 158.209 | 20084.026 | -- |  | 1.433 | 0.002 | 327.434 | 0.013 | 0.001 | 328.1 | -- |  | 0.303 | 0.001 | 116.889 | -- |  | 1.433 | 0.002 | 327.434 | 0.013 | 0.001 | -- |  | 184.956 | 0.529 | 83619.174 | 6447.914 | 660.039 | -- | 1430744.25 | 1220161.875 | 1430744.25 | 1220161.875 |  | EPA/CAMD | EIA | EIA | EIA | EIA | n/a | EPA/CAMD; EIA | EPA/CAMD | 2801.2402 | 0 | 1042.398 | 121383.832 | 0 | 0 | 0 | 0 | 0 | 0 | 0 | 0 | 122426.23 | 0 | 0 | 122426.23 | 0 | 0 | 0.85145 | 99.1486 | 0 | 0 | 0 | 0 | 0 | 0 | 0 | 0 | 100 | 0 | 0 | 100 | 0
7192 | NY | Riverhead | OP | 58789 | Long Island Power Authority | 11171 | CD US Solar MT1 LLC | 58677 | New York Independent System Operator | NYIS | NPCC | NYLI | NPCC Long Island | NYISO | 36 | 103 | Suffolk | 40.8261 | -73.2322 | 0 |  | SUN | SOLAR |  | 0.01842 | 1.5 | [9 empty] | 2231 | 1099 | 242 | 119 |  |  |  | 0 | 0 | 0 | 0 | -- |  |  |  | 0 | 0 | 0 | 0 | -- |  |  |  |  | -- | [6 empty] | -- |  |  |  | 0 | 0 | 0 | -- | 0 | 0 | 2231 | 1099 |  |  |  | EIA | EIA | EIA | n/a | EIA | EIA |  | 0 | 0 | 0 | 0 | 0 | 0 | 0 | 242 | 0 | 0 | 0 | 0 | 242 | 242 | 0 | 242 | 0 | 0 | 0 | 0 | 0 | 0 | 0 | 100 | 0 | 0 | 0 | 0 | 100 | 100 | 0 | 100
7193 | NY | Roaring Brook, LLC | T | 61041 | New York State Elec & Gas Corp | 13511 | Avangrid Renewables LLC | 15399 | New York Independent System Operator | NYIS | NPCC | NYUP | NPCC Upstate NY | NYISO | 36 | 049 | Lewis | 43.7096 | -75.6162 | 0 |  | WND | WIND |  |  | 78 | [20 empty] | -- | [7 empty] | -- |  |  |  |  | -- | [6 empty] | -- | [6 empty] | -- | 0 | 0 | [8 empty] | n/a
7194 | NY | Robert Moses Niagara | OP | 2693 | New York Power Authority | 15296 | New York Power Authority | 15296 | New York Independent System Operator | NYIS | NPCC | NYUP | NPCC Upstate NY | NYISO | 36 | 063 | Niagara | 43.1427 | -79.0394 | 0 |  | WAT | HYDRO |  | 0.72246 | 2429.1 | [9 empty] | 141925677 | 58184661.002 | 15373232.003 | 6302497.994 |  |  |  | 0 | 0 | 0 | 0 | -- |  |  |  | 0 | 0 | 0 | 0 | -- |  |  |  |  | -- | [6 empty] | -- |  |  |  | 0 | 0 | 0 | -- | 0 | 0 | 141925677 | 58184661.002 |  |  |  | EIA | EIA | EIA | n/a | EIA | EIA |  | 0 | 0 | 0 | 0 | 15373232 | 0 | 0 | 0 | 0 | 0 | 0 | 0 | 15373232 | 0 | 0 | 15373232 | 0 | 0 | 0 | 0 | 100 | 0 | 0 | 0 | 0 | 0 | 0 | 0 | 100 | 0 | 0 | 100
7195 | NY | Robert Moses Power Dam | OP | 2694 | New York Power Authority | 15296 | New York Power Authority | 15296 | New York Independent System Operator | NYIS | NPCC | NYUP | NPCC Upstate NY | NYISO | 36 | 089 | St Lawrence | 45.0038 | -74.7994 | 0 |  | WAT | HYDRO |  | 0.88726 | 912 | [9 empty] | 65440072 | 28309844.992 | 7088396 | 3066491.008 |  |  |  | 0 | 0 | 0 | 0 | -- |  |  |  | 0 | 0 | 0 | 0 | -- |  |  |  |  | -- | [6 empty] | -- |  |  |  | 0 | 0 | 0 | -- | 0 | 0 | 65440072 | 28309844.992 |  |  |  | EIA | EIA | EIA | n/a | EIA | EIA |  | 0 | 0 | 0 | 0 | 7088396 | 0 | 0 | 0 | 0 | 0 | 0 | 0 | 7088396 | 0 | 0 | 7088396 | 0 | 0 | 0 | 0 | 100 | 0 | 0 | 0 | 0 | 0 | 0 | 0 | 100 | 0 | 0 | 100
7196 | NY | Rochester 2 | OP | 2639 | Rochester Gas & Electric Corp | 16183 | Rochester Gas & Electric Corp | 16183 | New York Independent System Operator | NYIS | NPCC | NYUP | NPCC Upstate NY | NYISO | 36 | 055 | Monroe | 43.1611 | -77.615 | 0 |  | WAT | HYDRO |  | 0.12763 | 8.5 | [9 empty] | 87731 | 36262 | 9503 | 3928 |  |  |  | 0 | 0 | 0 | 0 | -- |  |  |  | 0 | 0 | 0 | 0 | -- |  |  |  |  | -- | [6 empty] | -- |  |  |  | 0 | 0 | 0 | -- | 0 | 0 | 87731 | 36262 |  |  |  | EIA | EIA | EIA | n/a | EIA | EIA |  | 0 | 0 | 0 | 0 | 9503 | 0 | 0 | 0 | 0 | 0 | 0 | 0 | 9503 | 0 | 0 | 9503 | 0 | 0 | 0 | 0 | 100 | 0 | 0 | 0 | 0 | 0 | 0 | 0 | 100 | 0 | 0 | 100
7197 | NY | Rochester 26 | OS | 2638 | Rochester Gas & Electric Corp | 16183 | Rochester Gas & Electric Corp | 16183 | New York Independent System Operator | NYIS | NPCC | NYUP | NPCC Upstate NY | NYISO | 36 | 055 | Monroe | 43.1522 | -77.6098 | 0 |  | WAT | HYDRO |  | 0.21872 | 3 | [9 empty] | 53065 | 21934 | 5748 | 2376 |  |  |  | 0 | 0 | 0 | 0 | -- |  |  |  | 0 | 0 | 0 | 0 | -- |  |  |  |  | -- | [6 empty] | -- |  |  |  | 0 | 0 | 0 | -- | 0 | 0 | 53065 | 21934 |  |  |  | EIA | EIA | EIA | n/a | EIA | EIA |  | 0 | 0 | 0 | 0 | 5748 | 0 | 0 | 0 | 0 | 0 | 0 | 0 | 5748 | 0 | 0 | 5748 | 0 | 0 | 0 | 0 | 100 | 0 | 0 | 0 | 0 | 0 | 0 | 0 | 100 | 0 | 0 | 100
7198 | NY | Rochester 3 | RE | 2640 | Rochester Gas & Electric Corporation | 16183 | Rochester Gas & Electric Corp | 16183 | New York Independent System Operator | NYIS | NPCC | NYUP | NPCC Upstate NY | NYISO | 36 | 055 | Monroe | 43.1617 | -77.6181 | 0 |  | DFO | OIL |  |  | 19 | [20 empty] | -- | [7 empty] | -- |  |  |  |  | -- | [6 empty] | -- | [6 empty] | -- | [10 empty] | n/a
7199 | NY | Rochester 5 | OA | 2641 | Rochester Gas & Electric Corp | 16183 | Rochester Gas & Electric Corp | 16183 | New York Independent System Operator | NYIS | NPCC | NYUP | NPCC Upstate NY | NYISO | 36 | 055 | Monroe | 43.1803 | -77.6278 | 0 |  | WAT | HYDRO |  | 0.28764 | 43.6 | [9 empty] | 1014227.001 | 144619 | 109860 | 15665 |  |  |  | 0 | 0 | 0 | 0 | -- |  |  |  | 0 | 0 | 0 | 0 | -- |  |  |  |  | -- | [6 empty] | -- |  |  |  | 0 | 0 | 0 | -- | 0 | 0 | 1014227.001 | 144619 |  |  |  | EIA | EIA | EIA | n/a | EIA | EIA |  | 0 | 0 | 0 | 0 | 109860 | 0 | 0 | 0 | 0 | 0 | 0 | 0 | 109860 | 0 | 0 | 109860 | 0 | 0 | 0 | 0 | 100 | 0 | 0 | 0 | 0 | 0 | 0 | 0 | 100 | 0 | 0 | 100
7200 | NY | Rochester 7 | RE | 2642 | Rochester Gas & Electric Corporation | 16183 | Rochester Gas & Electric Corp | 16183 | New York Independent System Operator | NYIS | NPCC | NYUP | NPCC Upstate NY | NYISO | 36 | 055 | Monroe | 43.2689 | -77.6294 | 4 | 4 | BIT | COAL |  |  | 252.6 | [20 empty] | -- | [7 empty] | -- |  |  |  |  | -- | [6 empty] | -- | [6 empty] | -- | [10 empty] | n/a
7201 | NY | Rochester 9 | RE | 2644 | Rochester Gas & Electric Corporation | 16183 | Rochester Gas & Electric Corp | 16183 | New York Independent System Operator | NYIS | NPCC | NYUP | NPCC Upstate NY | NYISO | 36 | 055 | Monroe | 43.151 | -77.6601 | 0 |  | NG | GAS |  |  | 19 | [20 empty] | -- | [7 empty] | -- |  |  |  |  | -- | [6 empty] | -- | [6 empty] | -- | [10 empty] | n/a
7202 | NY | Roseton Generating LLC | OP | 8006 | Central Hudson Gas & Elec Corp | 3249 | CCI Roseton LLC | 5511 | New York Independent System Operator | NYIS | NPCC | NYUP | NPCC Upstate NY | NYISO | 36 | 071 | Orange | 41.5738 | -73.9663 | 2 | 2 | RFO | GAS |  | 0.02768 | 1242 | 1 | [6 empty] | 3368143.71 | 2652638.004 | 3368143.71 | 2652638.004 | 301183 | 233490 | 199.519 | 128.595 | 157.553 | 213991.005 | 10520.335 | 1491.082 | 214332.586 | -- | 1.325 | 1.102 | 1.046 | 1421.003 | 0.035 | 0.005 | 1423.271 | -- | 0.118 | 0.097 | 0.094 | 127.068 | -- | 1.325 | 1.102 | 1.046 | 1421.003 | 0.035 | 0.005 | -- | 199.519 | 128.595 | 157.553 | 213991.005 | 10520.335 | 1491.082 | -- | 3368143.71 | 2652638.004 | 3368143.71 | 2652638.004 | EPA/CAMD | EPA/CAMD | EPA/CAMD | EPA/CAMD | EIA | EIA | n/a | EPA/CAMD | EPA/CAMD | 11183.0472 | 0 | 62040.28 | 239142.72 | 0 | 0 | 0 | 0 | 0 | 0 | 0 | 0 | 301183 | 0 | 0 | 301183 | 0 | 0 | 20.5989 | 79.4011 | 0 | 0 | 0 | 0 | 0 | 0 | 0 | 0 | 100 | 0 | 0 | 100 | 0
7203 | NY | S A Carlson | OP | 2682 | Jamestown Board of Public Util | 9645 | Jamestown Board of Public Util | 9645 | New York Independent System Operator | NYIS | NPCC | NYUP | NPCC Upstate NY | NYISO | 36 | 013 | Chautauqua | 42.0933 | -79.2478 | 10 | 4 | NG | GAS |  | 0.25177 | 96.3 | 0.91371 |  | Yes | 0 |  | 1 |  | 1947394.05 | 881092 | 1947394.05 | 881092 | 212391 | 108869 | 116.958 | 50.538 | 0.654 | 115696.425 | 3770.898 | 377.27 | 115794.496 | -- | 1.101 | 0.928 | 0.006 | 1089.466 | 0.018 | 0.002 | 1090.39 | -- | 0.12 | 0.115 | 0.001 | 118.822 | -- | 1.101 | 0.928 | 0.006 | 1089.466 | 0.018 | 0.002 | -- | 116.958 | 50.538 | 0.654 | 115696.425 | 3770.898 | 377.27 | -- | 1947394.05 | 881092 | 1947394.05 | 881092 | EPA/CAMD | EPA/CAMD | EPA/CAMD | EPA/CAMD | EIA | EIA | n/a | EPA/CAMD | EPA/CAMD | 9168.9104 | 0 | 50.957 | 212340.043 | 0 | 0 | 0 | 0 | 0 | 0 | 0 | 0 | 212391 | 0 | 0 | 212391 | 0 | 0 | 0.023992 | 99.976 | 0 | 0 | 0 | 0 | 0 | 0 | 0 | 0 | 100 | 0 | 0 | 100 | 0
7204 | NY | Saranac Power Partners, LP | OP | 54574 | New York State Elec & Gas Corp | 13511 | Saranac Power Partners LP | 16729 | New York Independent System Operator | NYIS | NPCC | NYUP | NPCC Upstate NY | NYISO | 36 | 019 | Clinton | 44.7132 | -73.4557 | 2 |  | NG | GAS |  | 0.03541 | 285.6 | 1 |  | Yes | 0 |  | 1 |  | 834739.361 | 606931.495 | 834739.361 | 606931.495 | 88579 | 65775 | 13.509 | 9.325 | 0.25 | 49607.092 | 1759.707 | 175.971 | 49652.844 | -- | 0.305 | 0.284 | 0.006 | 1120.064 | 0.02 | 0.002 | 1121.097 | -- | 0.032 | 0.031 | 0.001 | 118.856 | -- | 0.305 | 0.284 | 0.006 | 1120.064 | 0.02 | 0.002 | -- | 13.509 | 9.325 | 0.25 | 49607.092 | 1759.707 | 175.971 | -- | 834739.361 | 606931.495 | 834739.361 | 606931.495 | EPA/CAMD | EPA/CAMD | EPA/CAMD | EPA/CAMD | EIA | EIA | n/a | EPA/CAMD | EPA/CAMD | 9423.6711 | 0 | 0 | 88579 | 0 | 0 | 0 | 0 | 0 | 0 | 0 | 0 | 88579 | 0 | 0 | 88579 | 0 | 0 | 0 | 100 | 0 | 0 | 0 | 0 | 0 | 0 | 0 | 0 | 100 | 0 | 0 | 100 | 0
7205 | NY | Schaghticoke | OP | 2606 | Niagara Mohawk Power Corp. | 13573 | Erie Boulevard Hydropower LP | 5914 | New York Independent System Operator | NYIS | NPCC | NYUP | NPCC Upstate NY | NYISO | 36 | 083 | Rensselaer | 42.8992 | -73.5989 | 0 |  | WAT | HYDRO |  | 0.25482 | 16 | [9 empty] | 329729 | 136289 | 35716 | 14763 |  |  |  | 0 | 0 | 0 | 0 | -- |  |  |  | 0 | 0 | 0 | 0 | -- |  |  |  |  | -- | [6 empty] | -- |  |  |  | 0 | 0 | 0 | -- | 0 | 0 | 329729 | 136289 |  |  |  | EIA | EIA | EIA | n/a | EIA | EIA |  | 0 | 0 | 0 | 0 | 35716 | 0 | 0 | 0 | 0 | 0 | 0 | 0 | 35716 | 0 | 0 | 35716 | 0 | 0 | 0 | 0 | 100 | 0 | 0 | 0 | 0 | 0 | 0 | 0 | 100 | 0 | 0 | 100
7206 | NY | School Street | OP | 2605 | Niagara Mohawk Power Corp. | 13573 | Erie Boulevard Hydropower LP | 5914 | New York Independent System Operator | NYIS | NPCC | NYUP | NPCC Upstate NY | NYISO | 36 | 001 | Albany | 42.785 | -73.708 | 0 |  | WAT | HYDRO |  | 0.35001 | 42 | [9 empty] | 1188859.001 | 491397 | 128776.001 | 53227.999 |  |  |  | 0 | 0 | 0 | 0 | -- |  |  |  | 0 | 0 | 0 | 0 | -- |  |  |  |  | -- | [6 empty] | -- |  |  |  | 0 | 0 | 0 | -- | 0 | 0 | 1188859.001 | 491397 |  |  |  | EIA | EIA | EIA | n/a | EIA | EIA |  | 0 | 0 | 0 | 0 | 128776 | 0 | 0 | 0 | 0 | 0 | 0 | 0 | 128776 | 0 | 0 | 128776 | 0 | 0 | 0 | 0 | 100 | 0 | 0 | 0 | 0 | 0 | 0 | 0 | 100 | 0 | 0 | 100
7207 | NY | Schuylerville | OP | 2607 | Niagara Mohawk Power Corp. | 13573 | Erie Boulevard Hydropower LP | 5914 | New York Independent System Operator | NYIS | NPCC | NYUP | NPCC Upstate NY | NYISO | 36 | 091 | Saratoga | 43.0968 | -73.5821 | 0 |  | WAT | HYDRO |  | 0.35531 | 2 | [9 empty] | 57470 | 23754 | 6225 | 2573 |  |  |  | 0 | 0 | 0 | 0 | -- |  |  |  | 0 | 0 | 0 | 0 | -- |  |  |  |  | -- | [6 empty] | -- |  |  |  | 0 | 0 | 0 | -- | 0 | 0 | 57470 | 23754 |  |  |  | EIA | EIA | EIA | n/a | EIA | EIA |  | 0 | 0 | 0 | 0 | 6225 | 0 | 0 | 0 | 0 | 0 | 0 | 0 | 6225 | 0 | 0 | 6225 | 0 | 0 | 0 | 0 | 100 | 0 | 0 | 0 | 0 | 0 | 0 | 0 | 100 | 0 | 0 | 100
7208 | NY | Selkirk Cogen Partners | OP | 10725 | Niagara Mohawk Power Corp. | 13573 | Selkirk Cogen Partners LP | 16909 | New York Independent System Operator | NYIS | NPCC | NYUP | NPCC Upstate NY | NYISO | 36 | 001 | Albany | 42.5744 | -73.8592 | 4 |  | NG | GAS |  | 0.15919 | 446 | 1 |  | Yes | 711104.8 | 2.985 | 0.7992 |  | 4497708.5549 | 2825744.6648 | 4497708.555 | 2825744.665 | 621943 | 392870 | 91.659 | 58.024 | 1.349 | 267292.867 | 10078.154 | 1007.815 | 267554.9 | -- | 0.295 | 0.295 | 0.004 | 859.541 | 0.016 | 0.002 | 860.384 | -- | 0.041 | 0.041 | 0.001 | 118.857 | -- | 0.295 | 0.295 | 0.004 | 859.541 | 0.016 | 0.002 | -- | 114.689 | 72.603 | 1.688 | 334450.499 | 12610.302 | 1261.03 | -- | 5627762.853 | 3535716.168 | 5627762.853 | 3535716.168 | EPA/CAMD | EPA/CAMD | EPA/CAMD | EPA/CAMD | EIA | EIA | n/a | EPA/CAMD | EPA/CAMD | 7231.7054 | 0 | 0 | 621943 | 0 | 0 | 0 | 0 | 0 | 0 | 0 | 0 | 621943 | 0 | 0 | 621943 | 0 | 0 | 0 | 100 | 0 | 0 | 0 | 0 | 0 | 0 | 0 | 0 | 100 | 0 | 0 | 100 | 0
7209 | NY | Seneca Energy | OP | 54782 | New York State Elec & Gas Corp | 13511 | Seneca Energy II | 17283 | New York Independent System Operator | NYIS | NPCC | NYUP | NPCC Upstate NY | NYISO | 36 | 099 | Seneca | 42.9281 | -76.8408 | 0 |  | LFG | BIOMASS |  | 0.6351 | 24 | 0.27484 | Yes | Yes | 0 |  | 1 |  | 1397305.998 | 609626.996 | 1397305.998 | 609626.996 | 133522.998 | 58253.998 | 979.624 | 427.394 | 23.403 | 0.003 | 0 | 0 | 0.003 | -- | 14.673 | 14.673 | 0.351 | 0 | 0 | 0 | 0 | -- | 1.402 | 1.402 | 0.033 | 0 | -- | 14.673 | 14.673 | 0.351 | 0 | 0 | 0 | -- | 1019.168 | 444.646 | 31.438 | 88728.64 | 3250.137 | 325.014 | -- | 1397305.998 | 609626.996 | 1397305.998 | 609626.996 | EIA | EIA | EIA | EIA | EIA | EIA | n/a | EIA | EIA | 10464.9087 | 0 | 0 | 0 | 0 | 0 | 133523 | 0 | 0 | 0 | 0 | 0 | 0 | 133523 | 133523 | 133523 | 0 | 0 | 0 | 0 | 0 | 0 | 100 | 0 | 0 | 0 | 0 | 0 | 0 | 100 | 100 | 100 | 0
7210 | NY | Sewalls | OP | 2608 | Niagara Mohawk Power Corp. | 13573 | Erie Boulevard Hydropower LP | 5914 | New York Independent System Operator | NYIS | NPCC | NYUP | NPCC Upstate NY | NYISO | 36 | 045 | Jefferson | 43.9775 | -75.8942 | 0 |  | WAT | HYDRO |  | 0.55268 | 2 | [9 empty] | 89393 | 36950 | 9683 | 4002 |  |  |  | 0 | 0 | 0 | 0 | -- |  |  |  | 0 | 0 | 0 | 0 | -- |  |  |  |  | -- | [6 empty] | -- |  |  |  | 0 | 0 | 0 | -- | 0 | 0 | 89393 | 36950 |  |  |  | EIA | EIA | EIA | n/a | EIA | EIA |  | 0 | 0 | 0 | 0 | 9683 | 0 | 0 | 0 | 0 | 0 | 0 | 0 | 9683 | 0 | 0 | 9683 | 0 | 0 | 0 | 0 | 100 | 0 | 0 | 0 | 0 | 0 | 0 | 0 | 100 | 0 | 0 | 100
7211 | NY | Sherman Island | OP | 2609 | Niagara Mohawk Power Corp. | 13573 | Erie Boulevard Hydropower LP | 5914 | New York Independent System Operator | NYIS | NPCC | NYUP | NPCC Upstate NY | NYISO | 36 | 091 | Saratoga | 43.2797 | -73.7094 | 0 |  | WAT | HYDRO |  | 0.43194 | 36.3 | [9 empty] | 1268033 | 524121.999 | 137352.002 | 56772.002 |  |  |  | 0 | 0 | 0 | 0 | -- |  |  |  | 0 | 0 | 0 | 0 | -- |  |  |  |  | -- | [6 empty] | -- |  |  |  | 0 | 0 | 0 | -- | 0 | 0 | 1268033 | 524121.999 |  |  |  | EIA | EIA | EIA | n/a | EIA | EIA |  | 0 | 0 | 0 | 0 | 137352 | 0 | 0 | 0 | 0 | 0 | 0 | 0 | 137352 | 0 | 0 | 137352 | 0 | 0 | 0 | 0 | 100 | 0 | 0 | 0 | 0 | 0 | 0 | 0 | 100 | 0 | 0 | 100
7212 | NY | Shoemaker | OP | 2632 | Orange & Rockland Utils Inc | 14154 | Alliance NYGT, LLC | 56142 | New York Independent System Operator | NYIS | NPCC | NYUP | NPCC Upstate NY | NYISO | 36 | 071 | Orange | 41.4278 | -74.4186 | 0 |  | NG | GAS |  | 0.00054 | 41.9 | 1 | [6 empty] | 5833.047 | 4222.056 | 5833.047 | 4222.056 | 200 | 104 | 1.919 | 1.297 | 0.003 | 350.774 | 11.678 | 1.183 | 351.08 | -- | 19.19 | 24.942 | 0.03 | 3507.74 | 0.058 | 0.006 | 3510.8 | -- | 0.658 | 0.614 | 0.001 | 120.271 | -- | 19.19 | 24.942 | 0.03 | 3507.74 | 0.058 | 0.006 | -- | 1.919 | 1.297 | 0.003 | 350.774 | 11.678 | 1.183 | -- | 5833.047 | 4222.056 | 5833.047 | 4222.056 | EPA/CAMD | EPA/CAMD | EPA/CAMD | EPA/CAMD | EIA | EIA | n/a | EPA/CAMD | EPA/CAMD | 29165.235 | 0 | 0.868 | 199.132 | 0 | 0 | 0 | 0 | 0 | 0 | 0 | 0 | 200 | 0 | 0 | 200 | 0 | 0 | 0.434 | 99.566 | 0 | 0 | 0 | 0 | 0 | 0 | 0 | 0 | 100 | 0 | 0 | 100 | 0
7213 | NY | Shoreham | OP | 2518 | Long Island Power Authority | 11171 | National Grid Generation LLC | 56505 | New York Independent System Operator | NYIS | NPCC | NYLI | NPCC Long Island | NYISO | 36 | 103 | Suffolk | 40.9616 | -72.865 | 0 |  | DFO | OIL |  | 0.00841 | 71.5 | 1 | [6 empty] | 77877 | 24494 | 77877 | 24494 | 5268 | 1657 | 34.766 | 10.935 | 10.618 | 6359.66 | 515.069 | 103.014 | 6381.035 | -- | 13.199 | 13.199 | 4.031 | 2414.45 | 0.098 | 0.02 | 2422.565 | -- | 0.893 | 0.893 | 0.273 | 163.326 | -- | 13.199 | 13.199 | 4.031 | 2414.45 | 0.098 | 0.02 | -- | 34.766 | 10.935 | 10.618 | 6359.66 | 515.069 | 103.014 | -- | 77877 | 24494 | 77877 | 24494 | EIA | EIA | EIA | EIA | EIA | EIA | n/a | EIA | EIA | 14783.0296 | 0 | 5268 | 0 | 0 | 0 | 0 | 0 | 0 | 0 | 0 | 0 | 5268 | 0 | 0 | 5268 | 0 | 0 | 100 | 0 | 0 | 0 | 0 | 0 | 0 | 0 | 0 | 0 | 100 | 0 | 0 | 100 | 0
7214 | NY | Shoreham Energy | OP | 55787 | Long Island Power Authority | 11171 | Shoreham Energy LLC | 56853 | New York Independent System Operator | NYIS | NPCC | NYLI | NPCC Long Island | NYISO | 36 | 103 | Suffolk | 40.9571 | -72.8659 | 0 |  | DFO | OIL |  | 0.00706 | 100 | 1 | [6 empty] | 71793.343 | 61424.556 | 71793.343 | 61424.556 | 6184 | 1945 | 1.228 | 0.963 | 0.093 | 5825.855 | 416.138 | 83.228 | 5843.125 | -- | 0.397 | 0.99 | 0.03 | 1884.17 | 0.067 | 0.013 | 1889.756 | -- | 0.034 | 0.031 | 0.003 | 162.295 | -- | 0.397 | 0.99 | 0.03 | 1884.17 | 0.067 | 0.013 | -- | 1.228 | 0.963 | 0.093 | 5825.855 | 416.138 | 83.228 | -- | 71793.343 | 61424.556 | 71793.343 | 61424.556 | EPA/CAMD | EPA/CAMD | EPA/CAMD | EPA/CAMD | EIA | EIA | n/a | EPA/CAMD | EPA/CAMD | 11609.5315 | 0 | 6184 | 0 | 0 | 0 | 0 | 0 | 0 | 0 | 0 | 0 | 6184 | 0 | 0 | 6184 | 0 | 0 | 100 | 0 | 0 | 0 | 0 | 0 | 0 | 0 | 0 | 0 | 100 | 0 | 0 | 100 | 0
7216 | NY | Sissonville Hydro | OP | 10220 | Niagara Mohawk Power Corp. | 13573 | Boralex Hydro Operations Inc | 55754 | New York Independent System Operator | NYIS | NPCC | NYUP | NPCC Upstate NY | NYISO | 36 | 089 | St Lawrence | 44.6856 | -75.0029 | 0 |  | WAT | HYDRO |  | 0.42915 | 3 | [9 empty] | 104119 | 43036 | 11278 | 4662 |  |  |  | 0 | 0 | 0 | 0 | -- |  |  |  | 0 | 0 | 0 | 0 | -- |  |  |  |  | -- | [6 empty] | -- |  |  |  | 0 | 0 | 0 | -- | 0 | 0 | 104119 | 43036 |  |  |  | EIA | EIA | EIA | n/a | EIA | EIA |  | 0 | 0 | 0 | 0 | 11278 | 0 | 0 | 0 | 0 | 0 | 0 | 0 | 11278 | 0 | 0 | 11278 | 0 | 0 | 0 | 0 | 100 | 0 | 0 | 0 | 0 | 0 | 0 | 0 | 100 | 0 | 0 | 100
7217 | NY | Skidmore College | OP | 60425 | New York State Elec & Gas Corp | 13511 | WGL Energy Systems, Inc | 57081 | New York Independent System Operator | NYIS | NPCC | NYUP | NPCC Upstate NY | NYISO | 36 | 091 | Saratoga | 43.0937 | -73.8113 | 0 |  | SUN | SOLAR |  | 0.15845 | 2 | [9 empty] | 25627 | 12626 | 2776 | 1368 |  |  |  | 0 | 0 | 0 | 0 | -- |  |  |  | 0 | 0 | 0 | 0 | -- |  |  |  |  | -- | [6 empty] | -- |  |  |  | 0 | 0 | 0 | -- | 0 | 0 | 25627 | 12626 |  |  |  | EIA | EIA | EIA | n/a | EIA | EIA |  | 0 | 0 | 0 | 0 | 0 | 0 | 0 | 2776 | 0 | 0 | 0 | 0 | 2776 | 2776 | 0 | 2776 | 0 | 0 | 0 | 0 | 0 | 0 | 0 | 100 | 0 | 0 | 0 | 0 | 100 | 100 | 0 | 100
7218 | NY | Smithtown Energy Partners LP | RE | 50344 | Long Island Power Authority | 11171 | Zapco Energy Tactics Corp | 21148 | New York Independent System Operator | NYIS | NPCC | NYLI | NPCC Long Island | NYISO | 36 | 103 | Suffolk | 40.8842 | -73.2436 | 0 |  | LFG | BIOMASS |  |  | 1.4 | [20 empty] | -- | [7 empty] | -- |  |  |  |  | -- | [6 empty] | -- | [6 empty] | -- | [10 empty] | n/a
7219 | NY | Soft Maple | OP | 2610 | Niagara Mohawk Power Corp. | 13573 | Erie Boulevard Hydropower LP | 5914 | New York Independent System Operator | NYIS | NPCC | NYUP | NPCC Upstate NY | NYISO | 36 | 049 | Lewis | 43.9206 | -75.2433 | 0 |  | WAT | HYDRO |  | 0.24023 | 16 | [9 empty] | 310840 | 128481 | 33670 | 13917 |  |  |  | 0 | 0 | 0 | 0 | -- |  |  |  | 0 | 0 | 0 | 0 | -- |  |  |  |  | -- | [6 empty] | -- |  |  |  | 0 | 0 | 0 | -- | 0 | 0 | 310840 | 128481 |  |  |  | EIA | EIA | EIA | n/a | EIA | EIA |  | 0 | 0 | 0 | 0 | 33670 | 0 | 0 | 0 | 0 | 0 | 0 | 0 | 33670 | 0 | 0 | 33670 | 0 | 0 | 0 | 0 | 100 | 0 | 0 | 0 | 0 | 0 | 0 | 0 | 100 | 0 | 0 | 100
7220 | NY | Somerset Operating Company (Kintigh) | OP | 6082 | New York State Elec & Gas Corp | 13511 | Somerset Operating Co LLC | 22129 | New York Independent System Operator | NYIS | NPCC | NYUP | NPCC Upstate NY | NYISO | 36 | 063 | Niagara | 43.3589 | -78.6047 | 1 | 1 | BIT | COAL | Yes | 0.10937 | 655.1 | 1 | [6 empty] | 6527811.295 | 5561371.123 | 6527811.295 | 5561371.123 | 627632 | 539397 | 593.784 | 504.92 | 1631.591 | 669753.353 | 162406.292 | 23659.088 | 675125.778 | -- | 1.892 | 1.872 | 5.199 | 2134.223 | 0.259 | 0.038 | 2151.343 | -- | 0.182 | 0.182 | 0.5 | 205.2 | -- | 1.892 | 1.872 | 5.199 | 2134.223 | 0.259 | 0.038 | -- | 593.784 | 504.92 | 1631.591 | 669753.353 | 162406.292 | 23659.088 | -- | 6527811.295 | 5561371.123 | 6527811.295 | 5561371.123 | EPA/CAMD | EPA/CAMD | EPA/CAMD | EPA/CAMD | EIA | EIA | n/a | EPA/CAMD | EPA/CAMD | 10400.6986 | 619855.04 | 7776.965 | 0 | 0 | 0 | 0 | 0 | 0 | 0 | 0 | 0 | 627632.005 | 0 | 0 | 627632.005 | 0 | 98.7609 | 1.2391 | 0 | 0 | 0 | 0 | 0 | 0 | 0 | 0 | 0 | 100 | 0 | 0 | 100 | 0
7221 | NY | South Cairo | OP | 2485 | Central Hudson Gas & Elec Corp | 3249 | Central Hudson Gas & Elec Corp | 3249 | New York Independent System Operator | NYIS | NPCC | NYUP | NPCC Upstate NY | NYISO | 36 | 039 | Greene | 42.2913 | -73.9865 | 0 |  | KER | OIL |  | 0.00032 | 21.6 | 1 | [6 empty] | 822 | 257 | 822 | 257 | 60 | 19 | 0.367 | 0.115 | 0.125 | 68.139 | 5.437 | 1.087 | 68.365 | -- | 12.233 | 12.105 | 4.167 | 2271.3 | 0.091 | 0.018 | 2278.821 | -- | 0.893 | 0.895 | 0.304 | 165.788 | -- | 12.233 | 12.105 | 4.167 | 2271.3 | 0.091 | 0.018 | -- | 0.367 | 0.115 | 0.125 | 68.139 | 5.437 | 1.087 | -- | 822 | 257 | 822 | 257 | EIA | EIA | EIA | EIA | EIA | EIA | n/a | EIA | EIA | 13700 | 0 | 60 | 0 | 0 | 0 | 0 | 0 | 0 | 0 | 0 | 0 | 60 | 0 | 0 | 60 | 0 | 0 | 100 | 0 | 0 | 0 | 0 | 0 | 0 | 0 | 0 | 0 | 100 | 0 | 0 | 100 | 0
7222 | NY | South Colton | OP | 2611 | Niagara Mohawk Power Corp. | 13573 | Erie Boulevard Hydropower LP | 5914 | New York Independent System Operator | NYIS | NPCC | NYUP | NPCC Upstate NY | NYISO | 36 | 089 | St Lawrence | 44.5133 | -74.8831 | 0 |  | WAT | HYDRO |  | 0.38044 | 21 | [9 empty] | 646102 | 267057 | 69985 | 28927 |  |  |  | 0 | 0 | 0 | 0 | -- |  |  |  | 0 | 0 | 0 | 0 | -- |  |  |  |  | -- | [6 empty] | -- |  |  |  | 0 | 0 | 0 | -- | 0 | 0 | 646102 | 267057 |  |  |  | EIA | EIA | EIA | n/a | EIA | EIA |  | 0 | 0 | 0 | 0 | 69985 | 0 | 0 | 0 | 0 | 0 | 0 | 0 | 69985 | 0 | 0 | 69985 | 0 | 0 | 0 | 0 | 100 | 0 | 0 | 0 | 0 | 0 | 0 | 0 | 100 | 0 | 0 | 100
7223 | NY | South Edwards | OP | 2604 | Niagara Mohawk Power Corp. | 13573 | Erie Boulevard Hydropower LP | 5914 | New York Independent System Operator | NYIS | NPCC | NYUP | NPCC Upstate NY | NYISO | 36 | 089 | St Lawrence | 44.2678 | -75.1961 | 0 |  | WAT | HYDRO |  | 0.32403 | 4 | [9 empty] | 104820 | 43326 | 11354 | 4693 |  |  |  | 0 | 0 | 0 | 0 | -- |  |  |  | 0 | 0 | 0 | 0 | -- |  |  |  |  | -- | [6 empty] | -- |  |  |  | 0 | 0 | 0 | -- | 0 | 0 | 104820 | 43326 |  |  |  | EIA | EIA | EIA | n/a | EIA | EIA |  | 0 | 0 | 0 | 0 | 11354 | 0 | 0 | 0 | 0 | 0 | 0 | 0 | 11354 | 0 | 0 | 11354 | 0 | 0 | 0 | 0 | 100 | 0 | 0 | 0 | 0 | 0 | 0 | 0 | 100 | 0 | 0 | 100
7224 | NY | South Glens Falls Hydroelectric | OP | 54772 | Niagara Mohawk Power Corp. | 13573 | Boralex Hydro Operations Inc | 55754 | New York Independent System Operator | NYIS | NPCC | NYUP | NPCC Upstate NY | NYISO | 36 | 091 | Saratoga | 43.3044 | -73.6399 | 0 |  | WAT | HYDRO |  | 0.4914 | 13.8 | [9 empty] | 548416 | 226680 | 59404 | 24554 |  |  |  | 0 | 0 | 0 | 0 | -- |  |  |  | 0 | 0 | 0 | 0 | -- |  |  |  |  | -- | [6 empty] | -- |  |  |  | 0 | 0 | 0 | -- | 0 | 0 | 548416 | 226680 |  |  |  | EIA | EIA | EIA | n/a | EIA | EIA |  | 0 | 0 | 0 | 0 | 59404 | 0 | 0 | 0 | 0 | 0 | 0 | 0 | 59404 | 0 | 0 | 59404 | 0 | 0 | 0 | 0 | 100 | 0 | 0 | 0 | 0 | 0 | 0 | 0 | 100 | 0 | 0 | 100
7225 | NY | South Hampton | OP | 2519 | Long Island Power Authority | 11171 | National Grid Generation LLC | 56505 | New York Independent System Operator | NYIS | NPCC | NYLI | NPCC Long Island | NYISO | 36 | 103 | Suffolk | 40.9 | -72.382 | 0 |  | DFO | OIL |  | 0.01622 | 11.5 | 1 | [6 empty] | 43183 | 13570 | 43183 | 13570 | 1634 | 514 | 19.282 | 6.059 | 5.888 | 3526.448 | 285.607 | 57.121 | 3538.301 | -- | 23.601 | 23.576 | 7.207 | 4316.338 | 0.175 | 0.035 | 4330.845 | -- | 0.893 | 0.893 | 0.273 | 163.326 | -- | 23.601 | 23.576 | 7.207 | 4316.338 | 0.175 | 0.035 | -- | 19.282 | 6.059 | 5.888 | 3526.448 | 285.607 | 57.121 | -- | 43183 | 13570 | 43183 | 13570 | EIA | EIA | EIA | EIA | EIA | EIA | n/a | EIA | EIA | 26427.7846 | 0 | 1634 | 0 | 0 | 0 | 0 | 0 | 0 | 0 | 0 | 0 | 1634 | 0 | 0 | 1634 | 0 | 0 | 100 | 0 | 0 | 0 | 0 | 0 | 0 | 0 | 0 | 0 | 100 | 0 | 0 | 100 | 0
7226 | NY | South Oaks Hospital | OP | 50136 | Long Island Power Authority | 11171 | South Oak Hospital | 17460 | New York Independent System Operator | NYIS | NPCC | NYLI | NPCC Long Island | NYISO | 36 | 103 | Suffolk | 40.6853 | -73.4258 | 0 |  | NG | GAS |  | 0.3186 | 2.2 | 0.80234 |  | Yes | 45068.8 | 0.465 | 0.3827 |  | 31196.0218 | 16306.5852 | 31196.022 | 16306.585 | 6140 | 3209 | 39.25 | 20.517 | 0.05 | 1823.237 | 68.776 | 6.878 | 1825.025 | -- | 12.785 | 12.787 | 0.016 | 593.888 | 0.011 | 0.001 | 594.471 | -- | 2.516 | 2.516 | 0.003 | 116.889 | -- | 12.785 | 12.787 | 0.016 | 593.888 | 0.011 | 0.001 | -- | 102.56 | 53.61 | 0.13 | 4764.105 | 179.71 | 17.971 | -- | 81515 | 42609 | 81515 | 42609 | EIA | EIA | EIA | EIA | EIA | EIA | n/a | EIA | EIA | 5080.7853 | 0 | 0 | 6140 | 0 | 0 | 0 | 0 | 0 | 0 | 0 | 0 | 6140 | 0 | 0 | 6140 | 0 | 0 | 0 | 100 | 0 | 0 | 0 | 0 | 0 | 0 | 0 | 0 | 100 | 0 | 0 | 100 | 0
7227 | NY | Southold | OP | 2520 | Long Island Power Authority | 11171 | National Grid Generation LLC | 56505 | New York Independent System Operator | NYIS | NPCC | NYLI | NPCC Long Island | NYISO | 36 | 103 | Suffolk | 41.1059 | -72.3761 | 0 |  | DFO | OIL |  | 0.00545 | 14 | 1 | [6 empty] | 15884 | 4996 | 15884 | 4996 | 669 | 210 | 7.094 | 2.232 | 2.166 | 1297.133 | 105.055 | 21.011 | 1301.493 | -- | 21.208 | 21.257 | 6.475 | 3877.827 | 0.157 | 0.031 | 3890.86 | -- | 0.893 | 0.894 | 0.273 | 163.326 | -- | 21.208 | 21.257 | 6.475 | 3877.827 | 0.157 | 0.031 | -- | 7.094 | 2.232 | 2.166 | 1297.133 | 105.055 | 21.011 | -- | 15884 | 4996 | 15884 | 4996 | EIA | EIA | EIA | EIA | EIA | EIA | n/a | EIA | EIA | 23742.8999 | 0 | 669 | 0 | 0 | 0 | 0 | 0 | 0 | 0 | 0 | 0 | 669 | 0 | 0 | 669 | 0 | 0 | 100 | 0 | 0 | 0 | 0 | 0 | 0 | 0 | 0 | 0 | 100 | 0 | 0 | 100 | 0
7228 | NY | Spier Falls | OP | 2612 | Niagara Mohawk Power Corp. | 13573 | Erie Boulevard Hydropower LP | 5914 | New York Independent System Operator | NYIS | NPCC | NYUP | NPCC Upstate NY | NYISO | 36 | 091 | Saratoga | 43.2339 | -73.7556 | 0 |  | WAT | HYDRO |  | 0.34603 | 56 | [9 empty] | 1567113 | 428706 | 169748 | 46437 |  |  |  | 0 | 0 | 0 | 0 | -- |  |  |  | 0 | 0 | 0 | 0 | -- |  |  |  |  | -- | [6 empty] | -- |  |  |  | 0 | 0 | 0 | -- | 0 | 0 | 1567113 | 428706 |  |  |  | EIA | EIA | EIA | n/a | EIA | EIA |  | 0 | 0 | 0 | 0 | 169748 | 0 | 0 | 0 | 0 | 0 | 0 | 0 | 169748 | 0 | 0 | 169748 | 0 | 0 | 0 | 0 | 100 | 0 | 0 | 0 | 0 | 0 | 0 | 0 | 100 | 0 | 0 | 100
7229 | NY | SREC Bath LFGTE | OP | 58295 | New York State Elec & Gas Corp | 13511 | Innovative Energy Systems Inc | 50158 | New York Independent System Operator | NYIS | NPCC | NYUP | NPCC Upstate NY | NYISO | 36 | 101 | Steuben | 42.3223 | -77.3856 | 0 |  | LFG | BIOMASS |  | 0.55355 | 3.2 | 0.41076 | Yes | [5 empty] | 148284 | 64694 | 148284 | 64694 | 15517 | 6770 | 113.168 | 49.373 | 2.483 | 0 | 0 | 0 | 0 | -- | 14.586 | 14.586 | 0.32 | 0 | 0 | 0 | 0 | -- | 1.526 | 1.526 | 0.033 | 0 | -- | 14.586 | 14.586 | 0.32 | 0 | 0 | 0 | -- | 117.364 | 51.204 | 3.336 | 9416.002 | 344.909 | 34.491 | -- | 148284 | 64694 | 148284 | 64694 | EIA | EIA | EIA | EIA | EIA | EIA | n/a | EIA | EIA | 9556.2287 | 0 | 0 | 0 | 0 | 0 | 15517 | 0 | 0 | 0 | 0 | 0 | 0 | 15517 | 15517 | 15517 | 0 | 0 | 0 | 0 | 0 | 0 | 100 | 0 | 0 | 0 | 0 | 0 | 0 | 100 | 100 | 100 | 0
7230 | NY | Stark | OP | 2613 | Niagara Mohawk Power Corp. | 13573 | Erie Boulevard Hydropower LP | 5914 | New York Independent System Operator | NYIS | NPCC | NYUP | NPCC Upstate NY | NYISO | 36 | 089 | St Lawrence | 44.4553 | -74.7614 | 0 |  | WAT | HYDRO |  | 0.35373 | 26 | [9 empty] | 743785 | 307433 | 80566 | 33301 |  |  |  | 0 | 0 | 0 | 0 | -- |  |  |  | 0 | 0 | 0 | 0 | -- |  |  |  |  | -- | [6 empty] | -- |  |  |  | 0 | 0 | 0 | -- | 0 | 0 | 743785 | 307433 |  |  |  | EIA | EIA | EIA | n/a | EIA | EIA |  | 0 | 0 | 0 | 0 | 80566 | 0 | 0 | 0 | 0 | 0 | 0 | 0 | 80566 | 0 | 0 | 80566 | 0 | 0 | 0 | 0 | 100 | 0 | 0 | 0 | 0 | 0 | 0 | 0 | 100 | 0 | 0 | 100
7231 | NY | Starrett City Cogen Facility | OP | 50743 | Consolidated Edison Co-NY Inc | 4226 | Starrett City Inc | 18020 | New York Independent System Operator | NYIS | NPCC | NYCW | NPCC NYC/Westchester | NYISO | 36 | 047 | Kings | 40.6492 | -73.8792 | 8 | 8 | NG | GAS |  | 0.43913 | 18 | 0.60145 |  | Yes | 873150.4 | 0.271 | 0.26518 |  | 412266.9455 | 165227.2393 | 412266.945 | 165227.239 | 69242 | 29909 | 40.423 | 18.96 | 1.533 | 24489.246 | 983.966 | 109.657 | 24516.575 | -- | 1.168 | 1.268 | 0.044 | 707.352 | 0.014 | 0.002 | 708.142 | -- | 0.196 | 0.23 | 0.007 | 118.803 | -- | 1.168 | 1.268 | 0.044 | 707.352 | 0.014 | 0.002 | -- | 152.438 | 71.499 | 5.782 | 92350.182 | 3710.586 | 413.524 | -- | 1554679.44 | 623080.251 | 1554679.44 | 623080.251 | EPA/CAMD; EIA | EPA/CAMD; EIA | EIA | EIA | EIA | EIA | n/a | EPA/CAMD; EIA | EPA/CAMD; EIA | 5954.0011 | 0 | 3975.409 | 65266.591 | 0 | 0 | 0 | 0 | 0 | 0 | 0 | 0 | 69242 | 0 | 0 | 69242 | 0 | 0 | 5.7413 | 94.2587 | 0 | 0 | 0 | 0 | 0 | 0 | 0 | 0 | 100 | 0 | 0 | 100 | 0
7232 | NY | Steel Sun | OP | 59705 | Niagara Mohawk Power Corp. | 13573 | BQ Energy LLC | 59474 | New York Independent System Operator | NYIS | NPCC | NYUP | NPCC Upstate NY | NYISO | 36 | 029 | Erie | 42.8128 | -78.8453 | 0 |  | SUN | SOLAR |  | 0.28493 | 2 | [9 empty] | 46086 | 0 | 4992 | 0 |  |  |  | 0 | 0 | 0 | 0 | -- |  |  |  | 0 | 0 | 0 | 0 | -- |  |  |  |  | -- | [6 empty] | -- |  |  |  | 0 | 0 | 0 | -- | 0 | 0 | 46086 | 0 |  |  |  | EIA | EIA | EIA | n/a | EIA | EIA |  | 0 | 0 | 0 | 0 | 0 | 0 | 0 | 4992 | 0 | 0 | 0 | 0 | 4992 | 4992 | 0 | 4992 | 0 | 0 | 0 | 0 | 0 | 0 | 0 | 100 | 0 | 0 | 0 | 0 | 100 | 100 | 0 | 100
7233 | NY | Steel Winds II | OP | 57078 | Niagara Mohawk Power Corp. | 13573 | First Wind O&M, LLC | 59155 | New York Independent System Operator | NYIS | NPCC | NYUP | NPCC Upstate NY | NYISO | 36 | 029 | Erie | 42.8072 | -78.8617 | 0 |  | WND | WIND |  | 0.29156 | 15 | [9 empty] | 353689 | 97988 | 38311 | 10614 |  |  |  | 0 | 0 | 0 | 0 | -- |  |  |  | 0 | 0 | 0 | 0 | -- |  |  |  |  | -- | [6 empty] | -- |  |  |  | 0 | 0 | 0 | -- | 0 | 0 | 353689 | 97988 |  |  |  | EIA | EIA | EIA | n/a | EIA | EIA |  | 0 | 0 | 0 | 0 | 0 | 0 | 38311 | 0 | 0 | 0 | 0 | 0 | 38311 | 38311 | 0 | 38311 | 0 | 0 | 0 | 0 | 0 | 0 | 100 | 0 | 0 | 0 | 0 | 0 | 100 | 100 | 0 | 100
7234 | NY | Steel Winds Wind Farm | OP | 56575 | Niagara Mohawk Power Corp. | 13573 | First Wind O&M, LLC | 59155 | New York Independent System Operator | NYIS | NPCC | NYUP | NPCC Upstate NY | NYISO | 36 | 029 | Erie | 42.8167 | -78.8675 | 0 |  | WND | WIND |  | 0.33514 | 20 | [9 empty] | 542075 | 169749 | 58717 | 18387 |  |  |  | 0 | 0 | 0 | 0 | -- |  |  |  | 0 | 0 | 0 | 0 | -- |  |  |  |  | -- | [6 empty] | -- |  |  |  | 0 | 0 | 0 | -- | 0 | 0 | 542075 | 169749 |  |  |  | EIA | EIA | EIA | n/a | EIA | EIA |  | 0 | 0 | 0 | 0 | 0 | 0 | 58717 | 0 | 0 | 0 | 0 | 0 | 58717 | 58717 | 0 | 58717 | 0 | 0 | 0 | 0 | 0 | 0 | 100 | 0 | 0 | 0 | 0 | 0 | 100 | 100 | 0 | 100
7235 | NY | Stephentown Spindle | OP | 57710 | New York State Elec & Gas Corp | 13511 | Beacon Power LLC | 57031 | New York Independent System Operator | NYIS | NPCC | NYUP | NPCC Upstate NY | NYISO | 36 | 083 | Rensselaer | 42.5565 | -73.3775 | 0 |  | MWH | OTHF |  | 0.15871 | 20 | [7 empty] | 0 | 0 | 0 | 0 | 27806 | 12131 |  |  |  | 0 | 0 | 0 | 0 | -- |  |  |  | 0 | 0 | 0 | 0 | -- |  |  |  |  | -- |  |  |  | 0 | 0 | 0 | -- |  |  |  | 0 | 0 | 0 | -- | 0 | 0 | 0 | 0 |  |  |  | EIA | EIA | EIA | n/a | EIA | EIA |  | 0 | 0 | 0 | 0 | 0 | 0 | 0 | 0 | 0 | 0 | 27806 | 27806 | 0 | 0 | 27806 | 0 | 0 | 0 | 0 | 0 | 0 | 0 | 0 | 0 | 0 | 0 | 100 | 100 | 0 | 0 | 100 | 0
7236 | NY | Sterling Power Plant | OP | 50744 | Niagara Mohawk Power Corp. | 13573 | Sterling Power Partners LP | 14182 | New York Independent System Operator | NYIS | NPCC | NYUP | NPCC Upstate NY | NYISO | 36 | 065 | Oneida | 43.0803 | -75.601 | 1 |  | NG | GAS |  | 0.02033 | 65.3 | 1 |  | Yes | 0 |  | 1 |  | 97830.203 | 79468.432 | 97830.203 | 79468.432 | 11631 | 9506 | 7.132 | 5.618 | 0.029 | 5815.002 | 238.071 | 23.818 | 5821.194 | -- | 1.226 | 1.182 | 0.005 | 999.914 | 0.02 | 0.002 | 1000.979 | -- | 0.146 | 0.141 | 0.001 | 118.879 | -- | 1.226 | 1.182 | 0.005 | 999.914 | 0.02 | 0.002 | -- | 7.132 | 5.618 | 0.029 | 5815.002 | 238.071 | 23.818 | -- | 97830.203 | 79468.432 | 97830.203 | 79468.432 | EPA/CAMD | EPA/CAMD | EPA/CAMD | EPA/CAMD | EIA | EIA | n/a | EPA/CAMD | EPA/CAMD | 8411.1601 | 0 | 1 | 11630 | 0 | 0 | 0 | 0 | 0 | 0 | 0 | 0 | 11631 | 0 | 0 | 11631 | 0 | 0 | 0.0085977 | 99.9914 | 0 | 0 | 0 | 0 | 0 | 0 | 0 | 0 | 100 | 0 | 0 | 100 | 0
7237 | NY | Sterlington Greenworks LLC | OP | 59275 | Long Island Power Authority | 11171 | Sustainable Power Group, LLC | 58661 | New York Independent System Operator | NYIS | NPCC | NYLI | NPCC Long Island | NYISO | 36 | 103 | Suffolk | 41.0675 | -72.4403 | 0 |  | SUN | SOLAR |  | 0.18265 | 1.3 | [9 empty] | 19204 | 9462 | 2080 | 1025 |  |  |  | 0 | 0 | 0 | 0 | -- |  |  |  | 0 | 0 | 0 | 0 | -- |  |  |  |  | -- | [6 empty] | -- |  |  |  | 0 | 0 | 0 | -- | 0 | 0 | 19204 | 9462 |  |  |  | EIA | EIA | EIA | n/a | EIA | EIA |  | 0 | 0 | 0 | 0 | 0 | 0 | 0 | 2080 | 0 | 0 | 0 | 0 | 2080 | 2080 | 0 | 2080 | 0 | 0 | 0 | 0 | 0 | 0 | 0 | 100 | 0 | 0 | 0 | 0 | 100 | 100 | 0 | 100
7238 | NY | Stewarts Bridge | OP | 2614 | Niagara Mohawk Power Corp. | 13573 | Erie Boulevard Hydropower LP | 5914 | New York Independent System Operator | NYIS | NPCC | NYUP | NPCC Upstate NY | NYISO | 36 | 091 | Saratoga | 43.2978 | -73.8853 | 0 |  | WAT | HYDRO |  | 0.29693 | 38.5 | [9 empty] | 924510 | 382132 | 100142 | 41392 |  |  |  | 0 | 0 | 0 | 0 | -- |  |  |  | 0 | 0 | 0 | 0 | -- |  |  |  |  | -- | [6 empty] | -- |  |  |  | 0 | 0 | 0 | -- | 0 | 0 | 924510 | 382132 |  |  |  | EIA | EIA | EIA | n/a | EIA | EIA |  | 0 | 0 | 0 | 0 | 100142 | 0 | 0 | 0 | 0 | 0 | 0 | 0 | 100142 | 0 | 0 | 100142 | 0 | 0 | 0 | 0 | 100 | 0 | 0 | 0 | 0 | 0 | 0 | 0 | 100 | 0 | 0 | 100
7239 | NY | Stillwater Hydro Electric Project | OP | 54395 | Niagara Mohawk Power Corp. | 13573 | GR Catalyst One, LLC | 59834 | New York Independent System Operator | NYIS | NPCC | NYUP | NPCC Upstate NY | NYISO | 36 | 091 | Saratoga | 42.9375 | -73.6544 | 0 |  | WAT | HYDRO |  | 0.44504 | 3.4 | [9 empty] | 122371 | 50580 | 13255 | 5479 |  |  |  | 0 | 0 | 0 | 0 | -- |  |  |  | 0 | 0 | 0 | 0 | -- |  |  |  |  | -- | [6 empty] | -- |  |  |  | 0 | 0 | 0 | -- | 0 | 0 | 122371 | 50580 |  |  |  | EIA | EIA | EIA | n/a | EIA | EIA |  | 0 | 0 | 0 | 0 | 13255 | 0 | 0 | 0 | 0 | 0 | 0 | 0 | 13255 | 0 | 0 | 13255 | 0 | 0 | 0 | 0 | 100 | 0 | 0 | 0 | 0 | 0 | 0 | 0 | 100 | 0 | 0 | 100
7240 | NY | Stillwater Reservoir Hydro | OP | 50513 | Niagara Mohawk Power Corp. | 13573 | Stillwater Associates | 18121 | New York Independent System Operator | NYIS | NPCC | NYUP | NPCC Upstate NY | NYISO | 36 | 043 | Herkimer | 43.8974 | -75.04 | 0 |  | WAT | HYDRO |  | 0.34037 | 1.8 | [9 empty] | 49549 | 20481 | 5367 | 2218 |  |  |  | 0 | 0 | 0 | 0 | -- |  |  |  | 0 | 0 | 0 | 0 | -- |  |  |  |  | -- | [6 empty] | -- |  |  |  | 0 | 0 | 0 | -- | 0 | 0 | 49549 | 20481 |  |  |  | EIA | EIA | EIA | n/a | EIA | EIA |  | 0 | 0 | 0 | 0 | 5367 | 0 | 0 | 0 | 0 | 0 | 0 | 0 | 5367 | 0 | 0 | 5367 | 0 | 0 | 0 | 0 | 100 | 0 | 0 | 0 | 0 | 0 | 0 | 0 | 100 | 0 | 0 | 100
7241 | NY | Stony Creek Wind Farm NY | OP | 58088 | New York State Elec & Gas Corp | 13511 | Stony Creek Wind Farm NY | 57469 | New York Independent System Operator | NYIS | NPCC | NYUP | NPCC Upstate NY | NYISO | 36 | 121 | Wyoming | 42.7676 | -78.4158 | 0 |  | WND | WIND |  | 0.3205 | 94.4 | [9 empty] | 2446804 | 721887 | 265035 | 78194 |  |  |  | 0 | 0 | 0 | 0 | -- |  |  |  | 0 | 0 | 0 | 0 | -- |  |  |  |  | -- | [6 empty] | -- |  |  |  | 0 | 0 | 0 | -- | 0 | 0 | 2446804 | 721887 |  |  |  | EIA | EIA | EIA | n/a | EIA | EIA |  | 0 | 0 | 0 | 0 | 0 | 0 | 265035 | 0 | 0 | 0 | 0 | 0 | 265035 | 265035 | 0 | 265035 | 0 | 0 | 0 | 0 | 0 | 0 | 100 | 0 | 0 | 0 | 0 | 0 | 100 | 100 | 0 | 100
7242 | NY | Sturgeon | OP | 2486 | Central Hudson Gas & Elec Corp | 3249 | Central Hudson Gas & Elec Corp | 3249 | New York Independent System Operator | NYIS | NPCC | NYUP | NPCC Upstate NY | NYISO | 36 | 111 | Ulster | 41.8482 | -74.0467 | 0 |  | WAT | HYDRO |  | 0.25481 | 14.4 | [9 empty] | 296744.001 | 122654.001 | 32142.999 | 13286.001 |  |  |  | 0 | 0 | 0 | 0 | -- |  |  |  | 0 | 0 | 0 | 0 | -- |  |  |  |  | -- | [6 empty] | -- |  |  |  | 0 | 0 | 0 | -- | 0 | 0 | 296744.001 | 122654.001 |  |  |  | EIA | EIA | EIA | n/a | EIA | EIA |  | 0 | 0 | 0 | 0 | 32143 | 0 | 0 | 0 | 0 | 0 | 0 | 0 | 32143 | 0 | 0 | 32143 | 0 | 0 | 0 | 0 | 100 | 0 | 0 | 0 | 0 | 0 | 0 | 0 | 100 | 0 | 0 | 100
7243 | NY | Stuyvesant Falls | OP | 58873 | Niagara Mohawk Power Corp. | 13573 | Albany Engineering Corporation | 58756 | New York Independent System Operator | NYIS | NPCC | NYUP | NPCC Upstate NY | NYISO | 36 | 021 | Columbia | 42.3514 | -73.7339 | 0 |  | WAT | HYDRO |  | 0.18196 | 6 | [9 empty] | 88293 | 36494 | 9564 | 3953 |  |  |  | 0 | 0 | 0 | 0 | -- |  |  |  | 0 | 0 | 0 | 0 | -- |  |  |  |  | -- | [6 empty] | -- |  |  |  | 0 | 0 | 0 | -- | 0 | 0 | 88293 | 36494 |  |  |  | EIA | EIA | EIA | n/a | EIA | EIA |  | 0 | 0 | 0 | 0 | 9564 | 0 | 0 | 0 | 0 | 0 | 0 | 0 | 9564 | 0 | 0 | 9564 | 0 | 0 | 0 | 0 | 100 | 0 | 0 | 0 | 0 | 0 | 0 | 0 | 100 | 0 | 0 | 100
7244 | NY | Sugar Island | OP | 2616 | Niagara Mohawk Power Corp. | 13573 | Erie Boulevard Hydropower LP | 5914 | New York Independent System Operator | NYIS | NPCC | NYUP | NPCC Upstate NY | NYISO | 36 | 089 | St Lawrence | 44.6422 | -74.9765 | 0 |  | WAT | HYDRO |  | 0.69558 | 4 | [9 empty] | 225013 | 93006 | 24373 | 10074 |  |  |  | 0 | 0 | 0 | 0 | -- |  |  |  | 0 | 0 | 0 | 0 | -- |  |  |  |  | -- | [6 empty] | -- |  |  |  | 0 | 0 | 0 | -- | 0 | 0 | 225013 | 93006 |  |  |  | EIA | EIA | EIA | n/a | EIA | EIA |  | 0 | 0 | 0 | 0 | 24373 | 0 | 0 | 0 | 0 | 0 | 0 | 0 | 24373 | 0 | 0 | 24373 | 0 | 0 | 0 | 0 | 100 | 0 | 0 | 0 | 0 | 0 | 0 | 0 | 100 | 0 | 0 | 100
7245 | NY | Sullivan County - Adult Care Solar | TS | 60817 | New York State Elec & Gas Corp | 13511 | Tesla Inc. | 60947 | New York Independent System Operator | NYIS | NPCC | NYUP | NPCC Upstate NY | NYISO | 36 | 105 | Sullivan | 41.7966 | -74.7081 | 0 |  | SUN | SOLAR |  |  | 2 | [20 empty] | -- | [7 empty] | -- |  |  |  |  | -- | [6 empty] | -- | [6 empty] | -- | 0 | 0 | [8 empty] | n/a |  |  |  | 0 | 0 | 0 | 0 | 0 | 0 | 0 | 0 | 0 | 0 | 0 | 0 | 0 | 0 | 0 | 0
7246 | NY | SUNY Old Westbury College | OP | 58156 | Public Service Elec & Gas Co | 15477 | SUNY Old Westbury College | 58110 | New York Independent System Operator | NYIS | NPCC | NYLI | NPCC Long Island | NYISO | 36 | 059 | Nassau | 40.7979 | -73.5657 | 0 |  | NG | GAS |  | 0.65633 | 1.8 | 0.23945 | [6 empty] | 94019 | 49144 | 94019 | 49144 | 10349 | 5409 | 130.122 | 68.015 | 0.15 | 5494.896 | 207.277 | 20.728 | 5500.285 | -- | 25.147 | 25.149 | 0.029 | 1061.918 | 0.02 | 0.002 | 1062.96 | -- | 2.768 | 2.768 | 0.003 | 116.889 | -- | 25.147 | 25.149 | 0.029 | 1061.918 | 0.02 | 0.002 | -- | 130.122 | 68.015 | 0.15 | 5494.896 | 207.277 | 20.728 | -- | 94019 | 49144 | 94019 | 49144 | EIA | EIA | EIA | EIA | EIA | EIA | n/a | EIA | EIA | 9084.8391 | 0 | 0 | 10349 | 0 | 0 | 0 | 0 | 0 | 0 | 0 | 0 | 10349 | 0 | 0 | 10349 | 0 | 0 | 0 | 100 | 0 | 0 | 0 | 0 | 0 | 0 | 0 | 0 | 100 | 0 | 0 | 100 | 0
7247 | NY | Sutter Greeworks LLC | OP | 59274 | Long Island Power Authority | 11171 | Sustainable Power Group, LLC | 58661 | New York Independent System Operator | NYIS | NPCC | NYLI | NPCC Long Island | NYISO | 36 | 103 | Suffolk | 40.9281 | -72.7711 | 0 |  | SUN | SOLAR |  | 0.21687 | 5 | [9 empty] | 87693 | 43203 | 9499 | 4680 |  |  |  | 0 | 0 | 0 | 0 | -- |  |  |  | 0 | 0 | 0 | 0 | -- |  |  |  |  | -- | [6 empty] | -- |  |  |  | 0 | 0 | 0 | -- | 0 | 0 | 87693 | 43203 |  |  |  | EIA | EIA | EIA | n/a | EIA | EIA |  | 0 | 0 | 0 | 0 | 0 | 0 | 0 | 9499 | 0 | 0 | 0 | 0 | 9499 | 9499 | 0 | 9499 | 0 | 0 | 0 | 0 | 0 | 0 | 0 | 100 | 0 | 0 | 0 | 0 | 100 | 100 | 0 | 100
7248 | NY | Swinging Bridge 1 | RE | 2633 | Orange & Rockland Utils Inc | 14154 | Eagle Creek RE LLC | 57280 | New York Independent System Operator | NYIS | NPCC | NYUP | NPCC Upstate NY | NYISO | 36 | 105 | Sullivan | 41.5717 | -74.7828 | 0 |  | WAT | HYDRO |  |  | 5 | [20 empty] | -- | [7 empty] | -- |  |  |  |  | -- | [6 empty] | -- | [6 empty] | -- | 0 | 0 | [8 empty] | n/a
7249 | NY | Swinging Bridge 2 | OP | 2634 | Orange & Rockland Utils Inc | 14154 | Eagle Creek RE LLC | 57280 | New York Independent System Operator | NYIS | NPCC | NYUP | NPCC Upstate NY | NYISO | 36 | 105 | Sullivan | 41.5717 | -74.7828 | 0 |  | WAT | HYDRO |  | 0.09975 | 6.8 | [9 empty] | 54857 | 22674 | 5942 | 2456 |  |  |  | 0 | 0 | 0 | 0 | -- |  |  |  | 0 | 0 | 0 | 0 | -- |  |  |  |  | -- | [6 empty] | -- |  |  |  | 0 | 0 | 0 | -- | 0 | 0 | 54857 | 22674 |  |  |  | EIA | EIA | EIA | n/a | EIA | EIA |  | 0 | 0 | 0 | 0 | 5942 | 0 | 0 | 0 | 0 | 0 | 0 | 0 | 5942 | 0 | 0 | 5942 | 0 | 0 | 0 | 0 | 100 | 0 | 0 | 0 | 0 | 0 | 0 | 0 | 100 | 0 | 0 | 100
7250 | NY | Synergy Biogas | OP | 58399 | Niagara Mohawk Power Corp. | 13573 | CH4 Biogas LLC | 58383 | New York Independent System Operator | NYIS | NPCC | NYUP | NPCC Upstate NY | NYISO | 36 | 121 | Wyoming | 42.8289 | -78.055 | 0 |  | OBG | BIOMASS |  | 0.30349 | 1.4 | 0.82752 | Yes | [5 empty] | 45479 | 19842 | 45479 | 19842 | 3722 | 1624 | 100.3 | 43.758 | 0.148 | 0 | 105.784 | 10.578 | 2.75 | -- | 53.896 | 53.889 | 0.08 | 0 | 0.028 | 0.003 | 1.478 | -- | 4.411 | 4.411 | 0.007 | 0 | -- | 53.896 | 53.889 | 0.08 | 0 | 0.028 | 0.003 | -- | 100.3 | 43.758 | 0.148 | 2887.907 | 105.784 | 10.578 | -- | 45479 | 19842 | 45479 | 19842 | EIA | EIA | EIA | EIA | EIA | EIA | n/a | EIA | EIA | 12218.9683 | 0 | 0 | 0 | 0 | 0 | 3722 | 0 | 0 | 0 | 0 | 0 | 0 | 3722 | 3722 | 3722 | 0 | 0 | 0 | 0 | 0 | 0 | 100 | 0 | 0 | 0 | 0 | 0 | 0 | 100 | 100 | 100 | 0
7251 | NY | Syracuse, LLC | OP | 10621 | Niagara Mohawk Power Corp. | 13573 | Lakeside Syracuse LLC | 58337 | New York Independent System Operator | NYIS | NPCC | NYUP | NPCC Upstate NY | NYISO | 36 | 067 | Onondaga | 43.0664 | -76.2144 | 1 |  | NG | GAS |  | 0.03174 | 102.7 | 1 | [6 empty] | 242396.741 | 210986.936 | 242396.741 | 210986.936 | 28551 | 25195 | 6.724 | 4.151 | 0.073 | 14404.662 | 536.334 | 53.633 | 14418.607 | -- | 0.471 | 0.33 | 0.005 | 1009.048 | 0.019 | 0.002 | 1010.025 | -- | 0.055 | 0.039 | 0.001 | 118.852 | -- | 0.471 | 0.33 | 0.005 | 1009.048 | 0.019 | 0.002 | -- | 6.724 | 4.151 | 0.073 | 14404.662 | 536.334 | 53.633 | -- | 242396.741 | 210986.936 | 242396.741 | 210986.936 | EPA/CAMD | EPA/CAMD | EPA/CAMD | EPA/CAMD | EIA | EIA | n/a | EPA/CAMD | EPA/CAMD | 8489.9563 | 0 | 0 | 28551 | 0 | 0 | 0 | 0 | 0 | 0 | 0 | 0 | 28551 | 0 | 0 | 28551 | 0 | 0 | 0 | 100 | 0 | 0 | 0 | 0 | 0 | 0 | 0 | 0 | 100 | 0 | 0 | 100 | 0
7252 | NY | Talcville | OP | 7583 | Niagara Mohawk Power Corp. | 13573 | Erie Boulevard Hydropower LP | 5914 | New York Independent System Operator | NYIS | NPCC | NYUP | NPCC Upstate NY | NYISO | 36 | 089 | St Lawrence | 44.3083 | -75.3083 | 0 |  | WAT | HYDRO |  | 0.27833 | 1.1 | [9 empty] | 24761 | 10235 | 2682 | 1109 |  |  |  | 0 | 0 | 0 | 0 | -- |  |  |  | 0 | 0 | 0 | 0 | -- |  |  |  |  | -- | [6 empty] | -- |  |  |  | 0 | 0 | 0 | -- | 0 | 0 | 24761 | 10235 |  |  |  | EIA | EIA | EIA | n/a | EIA | EIA |  | 0 | 0 | 0 | 0 | 2682 | 0 | 0 | 0 | 0 | 0 | 0 | 0 | 2682 | 0 | 0 | 2682 | 0 | 0 | 0 | 0 | 100 | 0 | 0 | 0 | 0 | 0 | 0 | 0 | 100 | 0 | 0 | 100
7253 | NY | Tannery Island Power | OP | 50416 | Niagara Mohawk Power Corp. | 13573 | Ampersand Tannery Island Hydro, LLC | 18436 | New York Independent System Operator | NYIS | NPCC | NYUP | NPCC Upstate NY | NYISO | 36 | 045 | Jefferson | 43.98 | -75.6131 | 0 |  | WAT | HYDRO |  | 0.52131 | 1.5 | [9 empty] | 63239 | 26139 | 6850 | 2831 |  |  |  | 0 | 0 | 0 | 0 | -- |  |  |  | 0 | 0 | 0 | 0 | -- |  |  |  |  | -- | [6 empty] | -- |  |  |  | 0 | 0 | 0 | -- | 0 | 0 | 63239 | 26139 |  |  |  | EIA | EIA | EIA | n/a | EIA | EIA |  | 0 | 0 | 0 | 0 | 6850 | 0 | 0 | 0 | 0 | 0 | 0 | 0 | 6850 | 0 | 0 | 6850 | 0 | 0 | 0 | 0 | 100 | 0 | 0 | 0 | 0 | 0 | 0 | 0 | 100 | 0 | 0 | 100
7254 | NY | Tannery Road Landfill | OP | 60677 | Niagara Mohawk Power Corp. | 13573 | Tannery Road Solar, LLC | 60401 | New York Independent System Operator | NYIS | RFC | NYUP | NPCC Upstate NY | NYISO | 36 | 065 | Oneida | 43.239 | -75.5346 | 0 |  | SUN | SOLAR |  | 0.06501 | 2 | [9 empty] | 10515 | 5072 | 1139 | 549 |  |  |  | 0 | 0 | 0 | 0 | -- |  |  |  | 0 | 0 | 0 | 0 | -- |  |  |  |  | -- | [6 empty] | -- |  |  |  | 0 | 0 | 0 | -- | 0 | 0 | 10515 | 5072 |  |  |  | EIA | EIA | EIA | n/a | EIA | EIA |  | 0 | 0 | 0 | 0 | 0 | 0 | 0 | 1139 | 0 | 0 | 0 | 0 | 1139 | 1139 | 0 | 1139 | 0 | 0 | 0 | 0 | 0 | 0 | 0 | 100 | 0 | 0 | 0 | 0 | 100 | 100 | 0 | 100
7255 | NY | Taylorville | OP | 2617 | Niagara Mohawk Power Corp. | 13573 | Erie Boulevard Hydropower LP | 5914 | New York Independent System Operator | NYIS | NPCC | NYUP | NPCC Upstate NY | NYISO | 36 | 049 | Lewis | 43.927 | -75.3219 | 0 |  | WAT | HYDRO |  | 0.61741 | 4 | [9 empty] | 199724 | 82553 | 21634 | 8942 |  |  |  | 0 | 0 | 0 | 0 | -- |  |  |  | 0 | 0 | 0 | 0 | -- |  |  |  |  | -- | [6 empty] | -- |  |  |  | 0 | 0 | 0 | -- | 0 | 0 | 199724 | 82553 |  |  |  | EIA | EIA | EIA | n/a | EIA | EIA |  | 0 | 0 | 0 | 0 | 21634 | 0 | 0 | 0 | 0 | 0 | 0 | 0 | 21634 | 0 | 0 | 21634 | 0 | 0 | 0 | 0 | 100 | 0 | 0 | 0 | 0 | 0 | 0 | 0 | 100 | 0 | 0 | 100
7256 | NY | TBE-Montgomery LLC | U | 57472 | Central Hudson Gas & Elec Corp | 3249 | TBE Montgomery LLC | 56789 | New York Independent System Operator | NYIS | NPCC | NYUP | NPCC Upstate NY | NYISO | 36 | 071 | Orange | 41.4885 | -74.2262 | 0 |  | OBG | BIOMASS |  |  | 21 | [20 empty] | -- | [7 empty] | -- |  |  |  |  | -- | [6 empty] | -- | [6 empty] | -- | [10 empty] | n/a
7257 | NY | Theresa Plant | OP | 10539 | Niagara Mohawk Power Corp. | 13573 | CHI Energy Inc | 34688 | New York Independent System Operator | NYIS | NPCC | NYUP | NPCC Upstate NY | NYISO | 36 | 045 | Jefferson | 44.2174 | -75.7952 | 0 |  | WAT | HYDRO |  | 0.53442 | 1.3 | [9 empty] | 56187 | 23224 | 6086 | 2516 |  |  |  | 0 | 0 | 0 | 0 | -- |  |  |  | 0 | 0 | 0 | 0 | -- |  |  |  |  | -- | [6 empty] | -- |  |  |  | 0 | 0 | 0 | -- | 0 | 0 | 56187 | 23224 |  |  |  | EIA | EIA | EIA | n/a | EIA | EIA |  | 0 | 0 | 0 | 0 | 6086 | 0 | 0 | 0 | 0 | 0 | 0 | 0 | 6086 | 0 | 0 | 6086 | 0 | 0 | 0 | 0 | 100 | 0 | 0 | 0 | 0 | 0 | 0 | 0 | 100 | 0 | 0 | 100
7258 | NY | Ticonderoga Mill | OP | 54099 | Niagara Mohawk Power Corp. | 13573 | IPC-Ticonderoga | 9350 | New York Independent System Operator | NYIS | NPCC | NYUP | NPCC Upstate NY | NYISO | 36 | 031 | Essex | 43.8914 | -73.397 | 2 |  | RFO | OIL |  | 0.60251 | 42.1 | 0.32915 | Yes | Yes | 2292983.2 | 0.331 | 0.30603 |  | 1104012.8998 | 341059.5736 | 1104012.9 | 341059.574 | 222204.38 | 76823 | 105.075 | 30.168 | 81.415 | 24639.962 | 9284.28 | 3306.647 | 25249.978 | -- | 0.946 | 0.785 | 0.733 | 221.777 | 0.042 | 0.015 | 227.268 | -- | 0.19 | 0.177 | 0.147 | 44.637 | -- | 0.946 | 0.785 | 0.733 | 221.777 | 0.042 | 0.015 | -- | 343.347 | 98.577 | 266.036 | 294328.032 | 30337.642 | 10804.916 | -- | 3607511.659 | 1114458.344 | 3607511.659 | 1114458.344 | EPA/CAMD | EPA/CAMD | EIA | EIA | EIA | EIA | n/a | EPA/CAMD | EPA/CAMD | 4968.4569 | 0 | 29809.422 | 88361.026 | 0 | 0 | 104033.936 | 0 | 0 | 0 | 0 | 0 | 118170.448 | 104033.936 | 104033.936 | 222204.384 | 0 | 0 | 13.4153 | 39.7657 | 0 | 0 | 46.819 | 0 | 0 | 0 | 0 | 0 | 53.181 | 46.819 | 46.819 | 100 | 0
7259 | NY | Time Warner Cable - Knowles | TS | 60904 | New York State Elec & Gas Corp | 13511 | Tesla Inc. | 60947 | New York Independent System Operator | NYIS | NPCC | NYUP | NPCC Upstate NY | NYISO | 36 | 101 | Steuben | 42.3374 | -77.3753 | 0 |  | SUN | SOLAR |  |  | 2 | [20 empty] | -- | [7 empty] | -- |  |  |  |  | -- | [6 empty] | -- | [6 empty] | -- | 0 | 0 | [8 empty] | n/a
7260 | NY | Tompkins Cortland Community College | OP | 60431 | Massachusetts Electric Co | 11804 | SEC LHNY Solar One, LLC | 60231 | New York Independent System Operator | NYIS | NPCC | NYUP | NPCC Upstate NY | NYISO | 36 | 109 | Tompkins | 42.5025 | -76.2865 | 0 |  | SUN | SOLAR |  | 0.15217 | 2 | [9 empty] | 24613 | 12126 | 2666 | 1313 |  |  |  | 0 | 0 | 0 | 0 | -- |  |  |  | 0 | 0 | 0 | 0 | -- |  |  |  |  | -- | [6 empty] | -- |  |  |  | 0 | 0 | 0 | -- | 0 | 0 | 24613 | 12126 |  |  |  | EIA | EIA | EIA | n/a | EIA | EIA |  | 0 | 0 | 0 | 0 | 0 | 0 | 0 | 2666 | 0 | 0 | 0 | 0 | 2666 | 2666 | 0 | 2666 | 0 | 0 | 0 | 0 | 0 | 0 | 0 | 100 | 0 | 0 | 0 | 0 | 100 | 100 | 0 | 100
7262 | NY | Town of Williamson Landfill PV | OP | 59613 | Rochester Gas & Electric Corp | 16183 | SSA Solar of NY LLC | 59356 | New York Independent System Operator | NYIS | NPCC | NYUP | NPCC Upstate NY | NYISO | 36 | 117 | Wayne | 43.2444 | -77.1747 | 0 |  | SUN | SOLAR |  | 0.18579 | 1.2 | [9 empty] | 18027 | 8881 | 1953 | 962 |  |  |  | 0 | 0 | 0 | 0 | -- |  |  |  | 0 | 0 | 0 | 0 | -- |  |  |  |  | -- | [6 empty] | -- |  |  |  | 0 | 0 | 0 | -- | 0 | 0 | 18027 | 8881 |  |  |  | EIA | EIA | EIA | n/a | EIA | EIA |  | 0 | 0 | 0 | 0 | 0 | 0 | 0 | 1953 | 0 | 0 | 0 | 0 | 1953 | 1953 | 0 | 1953 | 0 | 0 | 0 | 0 | 0 | 0 | 0 | 100 | 0 | 0 | 0 | 0 | 100 | 100 | 0 | 100
7263 | NY | Trenton Falls | OP | 2619 | Niagara Mohawk Power Corp. | 13573 | Erie Boulevard Hydropower LP | 5914 | New York Independent System Operator | NYIS | NPCC | NYUP | NPCC Upstate NY | NYISO | 36 | 065 | Oneida | 43.2758 | -75.1567 | 0 |  | WAT | HYDRO |  | 0.71509 | 21.9 | [9 empty] | 1266493 | 523486 | 137185.001 | 56703 |  |  |  | 0 | 0 | 0 | 0 | -- |  |  |  | 0 | 0 | 0 | 0 | -- |  |  |  |  | -- | [6 empty] | -- |  |  |  | 0 | 0 | 0 | -- | 0 | 0 | 1266493 | 523486 |  |  |  | EIA | EIA | EIA | n/a | EIA | EIA |  | 0 | 0 | 0 | 0 | 137185 | 0 | 0 | 0 | 0 | 0 | 0 | 0 | 137185 | 0 | 0 | 137185 | 0 | 0 | 0 | 0 | 100 | 0 | 0 | 0 | 0 | 0 | 0 | 0 | 100 | 0 | 0 | 100
7264 | NY | Union Falls | OP | 50176 | Niagara Mohawk Power Corp. | 13573 | Union Falls Hydro Power LP | 56842 | New York Independent System Operator | NYIS | NPCC | NYUP | NPCC Upstate NY | NYISO | 36 | 019 | Clinton | 44.5107 | -73.9131 | 0 |  | WAT | HYDRO |  | 0.39485 | 2.6 | [9 empty] | 83024 | 34317 | 8993 | 3717 |  |  |  | 0 | 0 | 0 | 0 | -- |  |  |  | 0 | 0 | 0 | 0 | -- |  |  |  |  | -- | [6 empty] | -- |  |  |  | 0 | 0 | 0 | -- | 0 | 0 | 83024 | 34317 |  |  |  | EIA | EIA | EIA | n/a | EIA | EIA |  | 0 | 0 | 0 | 0 | 8993 | 0 | 0 | 0 | 0 | 0 | 0 | 0 | 8993 | 0 | 0 | 8993 | 0 | 0 | 0 | 0 | 100 | 0 | 0 | 0 | 0 | 0 | 0 | 0 | 100 | 0 | 0 | 100
7265 | NY | Unionville Hydro Project 2499 NY | OP | 50269 | Niagara Mohawk Power Corp. | 13573 | Erie Boulevard Hydropower LP | 5914 | New York Independent System Operator | NYIS | NPCC | NYUP | NPCC Upstate NY | NYISO | 36 | 089 | St Lawrence | 44.7145 | -74.9966 | 0 |  | WAT | HYDRO |  | 0.47222 | 3 | [9 empty] | 114568 | 47355 | 12410 | 5129 |  |  |  | 0 | 0 | 0 | 0 | -- |  |  |  | 0 | 0 | 0 | 0 | -- |  |  |  |  | -- | [6 empty] | -- |  |  |  | 0 | 0 | 0 | -- | 0 | 0 | 114568 | 47355 |  |  |  | EIA | EIA | EIA | n/a | EIA | EIA |  | 0 | 0 | 0 | 0 | 12410 | 0 | 0 | 0 | 0 | 0 | 0 | 0 | 12410 | 0 | 0 | 12410 | 0 | 0 | 0 | 0 | 100 | 0 | 0 | 0 | 0 | 0 | 0 | 0 | 100 | 0 | 0 | 100
7266 | NY | University of Rochester | OP | 58157 | Rochester Gas & Electric Corp | 16183 | University of Rochester | 58107 | New York Independent System Operator | NYIS | NPCC | NYUP | NPCC Upstate NY | NYISO | 36 | 055 | Monroe | 43.1239 | -77.6289 | 5 | 5 | NG | GAS |  | 0.27534 | 25.4 | 0.87443 |  | Yes | 1723671.2 | 0.121 | 0.13923 |  | 346171.4649 | 129894.6109 | 346171.465 | 129894.611 | 61265 | 22223 | 12.247 | 4.671 | 0.661 | 20250.409 | 766.707 | 77.2 | 20270.425 | -- | 0.4 | 0.42 | 0.022 | 661.076 | 0.013 | 0.001 | 661.729 | -- | 0.071 | 0.072 | 0.004 | 116.996 | -- | 0.4 | 0.42 | 0.022 | 661.076 | 0.013 | 0.001 | -- | 87.965 | 33.548 | 4.75 | 145449.378 | 5506.9 | 554.491 | -- | 2486390.53 | 932973.29 | 2486390.53 | 932973.29 | EPA/CAMD; EIA | EPA/CAMD; EIA | EIA | EIA | EIA | EIA | n/a | EIA | EIA | 5650.3952 | 0 | 167.079 | 61097.921 | 0 | 0 | 0 | 0 | 0 | 0 | 0 | 0 | 61265 | 0 | 0 | 61265 | 0 | 0 | 0.27272 | 99.7273 | 0 | 0 | 0 | 0 | 0 | 0 | 0 | 0 | 100 | 0 | 0 | 100 | 0
7267 | NY | Upper Beaver Falls Project | OP | 10490 | Niagara Mohawk Power Corp. | 13573 | Eagle Creek RE LLC | 57280 | New York Independent System Operator | NYIS | NPCC | NYUP | NPCC Upstate NY | NYISO | 36 | 049 | Lewis | 43.8836 | -75.4281 | 0 |  | WAT | HYDRO |  | 0.65403 | 1.5 | [9 empty] | 79339 | 32794 | 8594 | 3552 |  |  |  | 0 | 0 | 0 | 0 | -- |  |  |  | 0 | 0 | 0 | 0 | -- |  |  |  |  | -- | [6 empty] | -- |  |  |  | 0 | 0 | 0 | -- | 0 | 0 | 79339 | 32794 |  |  |  | EIA | EIA | EIA | n/a | EIA | EIA |  | 0 | 0 | 0 | 0 | 8594 | 0 | 0 | 0 | 0 | 0 | 0 | 0 | 8594 | 0 | 0 | 8594 | 0 | 0 | 0 | 0 | 100 | 0 | 0 | 0 | 0 | 0 | 0 | 0 | 100 | 0 | 0 | 100
7268 | NY | Upper Mechanicville | OP | 625 | New York State Elec & Gas Corp | 13511 | New York State Elec & Gas Corp | 13511 | New York Independent System Operator | NYIS | NPCC | NYUP | NPCC Upstate NY | NYISO | 36 | 091 | Saratoga | 42.9126 | -73.6805 | 0 |  | WAT | HYDRO |  | 0.324 | 16.4 | [9 empty] | 429719 | 177618 | 46547 | 19240 |  |  |  | 0 | 0 | 0 | 0 | -- |  |  |  | 0 | 0 | 0 | 0 | -- |  |  |  |  | -- | [6 empty] | -- |  |  |  | 0 | 0 | 0 | -- | 0 | 0 | 429719 | 177618 |  |  |  | EIA | EIA | EIA | n/a | EIA | EIA |  | 0 | 0 | 0 | 0 | 46547 | 0 | 0 | 0 | 0 | 0 | 0 | 0 | 46547 | 0 | 0 | 46547 | 0 | 0 | 0 | 0 | 100 | 0 | 0 | 0 | 0 | 0 | 0 | 0 | 100 | 0 | 0 | 100
7269 | NY | Upper Newton Falls | OP | 58679 | Niagara Mohawk Power Corp. | 13573 | Erie Boulevard Hydropower LP | 5914 | New York Independent System Operator | NYIS | NPCC | NYUP | NPCC Upstate NY | NYISO | 36 | 089 | St Lawrence | 44.2144 | -74.9914 | 0 |  | WAT | HYDRO |  | 0.40715 | 1.5 | [9 empty] | 49392 | 20415 | 5350 | 2211 |  |  |  | 0 | 0 | 0 | 0 | -- |  |  |  | 0 | 0 | 0 | 0 | -- |  |  |  |  | -- | [6 empty] | -- |  |  |  | 0 | 0 | 0 | -- | 0 | 0 | 49392 | 20415 |  |  |  | EIA | EIA | EIA | n/a | EIA | EIA |  | 0 | 0 | 0 | 0 | 5350 | 0 | 0 | 0 | 0 | 0 | 0 | 0 | 5350 | 0 | 0 | 5350 | 0 | 0 | 0 | 0 | 100 | 0 | 0 | 0 | 0 | 0 | 0 | 0 | 100 | 0 | 0 | 100
7270 | NY | US Gypsum Oakfield | OP | 50203 | Niagara Mohawk Power Corp. | 13573 | U S Gypsum Co | 19351 | New York Independent System Operator | NYIS | NPCC | NYUP | NPCC Upstate NY | NYISO | 36 | 037 | Genesee | 43.0647 | -78.2972 | 0 |  | NG | GAS |  | 0.47333 | 5.8 | 0.54445 |  | Yes | 177418.4 | 0.463 | 0.38151 |  | 134521.2168 | 70313.8336 | 134521.217 | 70313.834 | 24049 | 12570 | 20.022 | 10.465 | 0.215 | 7862.029 | 296.569 | 29.657 | 7869.74 | -- | 1.665 | 1.665 | 0.018 | 653.834 | 0.012 | 0.001 | 654.475 | -- | 0.298 | 0.298 | 0.003 | 116.889 | -- | 1.665 | 1.665 | 0.018 | 653.829 | 0.012 | 0.001 | -- | 52.48 | 27.431 | 0.563 | 20607.658 | 777.355 | 77.735 | -- | 352602 | 184304 | 352602 | 184304 | EIA | EIA | EIA | EIA | EIA | EIA | n/a | EIA | EIA | 5593.5839 | 0 | 0 | 24049.2 | 0 | 0 | 0 | 0 | 0 | 0 | 0 | 0 | 24049.2 | 0 | 0 | 24049.2 | 0 | 0 | 0 | 100 | 0 | 0 | 0 | 0 | 0 | 0 | 0 | 0 | 100 | 0 | 0 | 100 | 0
7271 | NY | Valley Falls Hydroelectric Facility | OP | 50034 | Niagara Mohawk Power Corp. | 13573 | Valley Falls Associates | 19774 | New York Independent System Operator | NYIS | NPCC | NYUP | NPCC Upstate NY | NYISO | 36 | 083 | Rensselaer | 42.9044 | -73.5625 | 0 |  | WAT | HYDRO |  | 0.33927 | 2.5 | [9 empty] | 68593 | 28352 | 7430 | 3071 |  |  |  | 0 | 0 | 0 | 0 | -- |  |  |  | 0 | 0 | 0 | 0 | -- |  |  |  |  | -- | [6 empty] | -- |  |  |  | 0 | 0 | 0 | -- | 0 | 0 | 68593 | 28352 |  |  |  | EIA | EIA | EIA | n/a | EIA | EIA |  | 0 | 0 | 0 | 0 | 7430 | 0 | 0 | 0 | 0 | 0 | 0 | 0 | 7430 | 0 | 0 | 7430 | 0 | 0 | 0 | 0 | 100 | 0 | 0 | 0 | 0 | 0 | 0 | 0 | 100 | 0 | 0 | 100
7272 | NY | Varick | OP | 2621 | Niagara Mohawk Power Corp. | 13573 | Erie Boulevard Hydropower LP | 5914 | New York Independent System Operator | NYIS | NPCC | NYUP | NPCC Upstate NY | NYISO | 36 | 075 | Oswego | 43.4486 | -76.5056 | 0 |  | WAT | HYDRO |  | 0.29436 | 8 | [9 empty] | 190446 | 78718 | 20629 | 8527 |  |  |  | 0 | 0 | 0 | 0 | -- |  |  |  | 0 | 0 | 0 | 0 | -- |  |  |  |  | -- | [6 empty] | -- |  |  |  | 0 | 0 | 0 | -- | 0 | 0 | 190446 | 78718 |  |  |  | EIA | EIA | EIA | n/a | EIA | EIA |  | 0 | 0 | 0 | 0 | 20629 | 0 | 0 | 0 | 0 | 0 | 0 | 0 | 20629 | 0 | 0 | 20629 | 0 | 0 | 0 | 0 | 100 | 0 | 0 | 0 | 0 | 0 | 0 | 0 | 100 | 0 | 0 | 100
7273 | NY | Vernon Boulevard | OP | 7909 | Consolidated Edison Co-NY Inc | 4226 | New York Power Authority | 15296 | New York Independent System Operator | NYIS | NPCC | NYCW | NPCC NYC/Westchester | NYISO | 36 | 081 | Queens | 40.7537 | -73.9508 | 0 |  | NG | GAS |  | 0.0594 | 94 | 1 | [6 empty] | 522743.292 | 299836.529 | 522743.292 | 299836.529 | 48915 | 25568 | 3.559 | 1.83 | 0.157 | 31065.789 | 1235.569 | 123.557 | 31097.914 | -- | 0.146 | 0.143 | 0.006 | 1270.195 | 0.025 | 0.003 | 1271.508 | -- | 0.014 | 0.012 | 0.001 | 118.857 | -- | 0.146 | 0.143 | 0.006 | 1270.195 | 0.025 | 0.003 | -- | 3.559 | 1.83 | 0.157 | 31065.789 | 1235.569 | 123.557 | -- | 522743.292 | 299836.529 | 522743.292 | 299836.529 | EPA/CAMD | EPA/CAMD | EPA/CAMD | EPA/CAMD | EIA | EIA | n/a | EPA/CAMD | EPA/CAMD | 10686.7687 | 0 | 0 | 48915 | 0 | 0 | 0 | 0 | 0 | 0 | 0 | 0 | 48915 | 0 | 0 | 48915 | 0 | 0 | 0 | 100 | 0 | 0 | 0 | 0 | 0 | 0 | 0 | 0 | 100 | 0 | 0 | 100 | 0
7274 | NY | Victory Mills | OP | 10902 | Niagara Mohawk Power Corp. | 13573 | Consolidated Hydro New York, Inc. | 49997 | New York Independent System Operator | NYIS | NPCC | NYUP | NPCC Upstate NY | NYISO | 36 | 011 | Cayuga | 42.9197 | -76.5477 | 0 |  | WAT | HYDRO |  | 0.27021 | 1.7 | [9 empty] | 37149 | 15355 | 4024 | 1663 |  |  |  | 0 | 0 | 0 | 0 | -- |  |  |  | 0 | 0 | 0 | 0 | -- |  |  |  |  | -- | [6 empty] | -- |  |  |  | 0 | 0 | 0 | -- | 0 | 0 | 37149 | 15355 |  |  |  | EIA | EIA | EIA | n/a | EIA | EIA |  | 0 | 0 | 0 | 0 | 4024 | 0 | 0 | 0 | 0 | 0 | 0 | 0 | 4024 | 0 | 0 | 4024 | 0 | 0 | 0 | 0 | 100 | 0 | 0 | 0 | 0 | 0 | 0 | 0 | 100 | 0 | 0 | 100
7275 | NY | Vischer Ferry | OP | 2686 | New York Power Authority | 15296 | New York Power Authority | 15296 | New York Independent System Operator | NYIS | NPCC | NYUP | NPCC Upstate NY | NYISO | 36 | 091 | Saratoga | 42.8075 | -73.8427 | 0 |  | WAT | HYDRO |  | 0.28826 | 11.6 | [9 empty] | 270423 | 111775 | 29292 | 12107 |  |  |  | 0 | 0 | 0 | 0 | -- |  |  |  | 0 | 0 | 0 | 0 | -- |  |  |  |  | -- | [6 empty] | -- |  |  |  | 0 | 0 | 0 | -- | 0 | 0 | 270423 | 111775 |  |  |  | EIA | EIA | EIA | n/a | EIA | EIA |  | 0 | 0 | 0 | 0 | 29292 | 0 | 0 | 0 | 0 | 0 | 0 | 0 | 29292 | 0 | 0 | 29292 | 0 | 0 | 0 | 0 | 100 | 0 | 0 | 0 | 0 | 0 | 0 | 0 | 100 | 0 | 0 | 100
7276 | NY | Vulcraft Solar | OP | 60365 | New York State Elec & Gas Corp | 13511 | Soltage LLC | 60163 | New York Independent System Operator | NYIS | NPCC | NYUP | NPCC Upstate NY | NYISO | 36 | 015 | Chemung | 42.0059 | -76.6193 | 0 |  | SUN | SOLAR |  | 0.17494 | 1.6 | [9 empty] | 22638 | 11152 | 2452 | 1208 |  |  |  | 0 | 0 | 0 | 0 | -- |  |  |  | 0 | 0 | 0 | 0 | -- |  |  |  |  | -- | [6 empty] | -- |  |  |  | 0 | 0 | 0 | -- | 0 | 0 | 22638 | 11152 |  |  |  | EIA | EIA | EIA | n/a | EIA | EIA |  | 0 | 0 | 0 | 0 | 0 | 0 | 0 | 2452 | 0 | 0 | 0 | 0 | 2452 | 2452 | 0 | 2452 | 0 | 0 | 0 | 0 | 0 | 0 | 0 | 100 | 0 | 0 | 0 | 0 | 100 | 100 | 0 | 100
7277 | NY | Wading River Facility | OP | 7146 | Long Island Power Authority | 11171 | National Grid Generation LLC | 56505 | New York Independent System Operator | NYIS | NPCC | NYLI | NPCC Long Island | NYISO | 36 | 103 | Suffolk | 40.9569 | -72.8774 | 0 |  | DFO | OIL |  | 0.011 | 238.5 | 1 | [6 empty] | 392280.95 | 337344.575 | 392280.95 | 337344.575 | 22971.999 | 20079 | 57.019 | 47.952 | 17.909 | 31819.325 | 2029.011 | 405.802 | 31903.529 | -- | 4.964 | 4.776 | 1.559 | 2770.27 | 0.088 | 0.018 | 2777.601 | -- | 0.291 | 0.284 | 0.091 | 162.227 | -- | 4.964 | 4.776 | 1.559 | 2770.27 | 0.088 | 0.018 | -- | 57.019 | 47.952 | 17.909 | 31819.325 | 2029.011 | 405.802 | -- | 392280.95 | 337344.575 | 392280.95 | 337344.575 | EPA/CAMD | EPA/CAMD | EPA/CAMD; EIA | EPA/CAMD | EIA | EIA | n/a | EPA/CAMD | EPA/CAMD | 17076.4822 | 0 | 22972 | 0 | 0 | 0 | 0 | 0 | 0 | 0 | 0 | 0 | 22972 | 0 | 0 | 22972 | 0 | 0 | 100 | 0 | 0 | 0 | 0 | 0 | 0 | 0 | 0 | 0 | 100 | 0 | 0 | 100 | 0
7278 | NY | Walden | OP | 10848 | New York State Elec & Gas Corp | 13511 | Consolidated Hydro New York, Inc. | 49997 | New York Independent System Operator | NYIS | NPCC | NYUP | NPCC Upstate NY | NYISO | 36 | 071 | Orange | 41.56 | -74.1952 | 0 |  | WAT | HYDRO |  | 0.11392 | 2.4 | [9 empty] | 22109 | 9138 | 2395 | 990 |  |  |  | 0 | 0 | 0 | 0 | -- |  |  |  | 0 | 0 | 0 | 0 | -- |  |  |  |  | -- | [6 empty] | -- |  |  |  | 0 | 0 | 0 | -- | 0 | 0 | 22109 | 9138 |  |  |  | EIA | EIA | EIA | n/a | EIA | EIA |  | 0 | 0 | 0 | 0 | 2395 | 0 | 0 | 0 | 0 | 0 | 0 | 0 | 2395 | 0 | 0 | 2395 | 0 | 0 | 0 | 0 | 100 | 0 | 0 | 0 | 0 | 0 | 0 | 0 | 100 | 0 | 0 | 100
7279 | NY | Wappinger Falls Hydroelectric | OP | 54573 | Central Hudson Gas & Elec Corp | 3249 | Windsor Machinery Co Inc | 54838 | New York Independent System Operator | NYIS | NPCC | NYUP | NPCC Upstate NY | NYISO | 36 | 027 | Dutchess | 41.5984 | -73.922 | 0 |  | WAT | HYDRO |  | 0.33293 | 2 | [9 empty] | 53851 | 22257 | 5833 | 2411 |  |  |  | 0 | 0 | 0 | 0 | -- |  |  |  | 0 | 0 | 0 | 0 | -- |  |  |  |  | -- | [6 empty] | -- |  |  |  | 0 | 0 | 0 | -- | 0 | 0 | 53851 | 22257 |  |  |  | EIA | EIA | EIA | n/a | EIA | EIA |  | 0 | 0 | 0 | 0 | 5833 | 0 | 0 | 0 | 0 | 0 | 0 | 0 | 5833 | 0 | 0 | 5833 | 0 | 0 | 0 | 0 | 100 | 0 | 0 | 0 | 0 | 0 | 0 | 0 | 100 | 0 | 0 | 100
7280 | NY | Warrensburg Hydroelectric | OP | 10218 | Niagara Mohawk Power Corp. | 13573 | Boralex Hydro Operations Inc | 55754 | New York Independent System Operator | NYIS | NPCC | NYUP | NPCC Upstate NY | NYISO | 36 | 113 | Warren | 43.4833 | -73.7986 | 0 |  | WAT | HYDRO |  | 0.37482 | 2.9 | [9 empty] | 87907 | 36335 | 9522 | 3936 |  |  |  | 0 | 0 | 0 | 0 | -- |  |  |  | 0 | 0 | 0 | 0 | -- |  |  |  |  | -- | [6 empty] | -- |  |  |  | 0 | 0 | 0 | -- | 0 | 0 | 87907 | 36335 |  |  |  | EIA | EIA | EIA | n/a | EIA | EIA |  | 0 | 0 | 0 | 0 | 9522 | 0 | 0 | 0 | 0 | 0 | 0 | 0 | 9522 | 0 | 0 | 9522 | 0 | 0 | 0 | 0 | 100 | 0 | 0 | 0 | 0 | 0 | 0 | 0 | 100 | 0 | 0 | 100
7281 | NY | Waste Management Madison County LFGTE | OP | 57021 | Niagara Mohawk Power Corp. | 13573 | WM Renewable Energy LLC | 54842 | New York Independent System Operator | NYIS | NPCC | NYUP | NPCC Upstate NY | NYISO | 36 | 053 | Madison | 43.0336 | -75.7028 | 0 |  | LFG | BIOMASS |  | 0.45298 | 1.6 | 0.57836 | Yes | [5 empty] | 75904 | 33116 | 75904 | 33116 | 6349 | 2770 | 54.584 | 23.814 | 1.272 | 0 | 0 | 0 | 0 | -- | 17.194 | 17.194 | 0.401 | 0 | 0 | 0 | 0 | -- | 1.438 | 1.438 | 0.034 | 0 | -- | 17.194 | 17.194 | 0.401 | 0 | 0 | 0 | -- | 56.732 | 24.751 | 1.708 | 4819.888 | 176.553 | 17.655 | -- | 75904 | 33116 | 75904 | 33116 | EIA | EIA | EIA | EIA | EIA | EIA | n/a | EIA | EIA | 11955.2685 | 0 | 0 | 0 | 0 | 0 | 6349 | 0 | 0 | 0 | 0 | 0 | 0 | 6349 | 6349 | 6349 | 0 | 0 | 0 | 0 | 0 | 0 | 100 | 0 | 0 | 0 | 0 | 0 | 0 | 100 | 100 | 100 | 0
7282 | NY | Watchtower Educational Center | SB | 55619 | New York State Elec & Gas Corp | 13511 | Watchtower Bible & Tract Soc-NY | 20238 | New York Independent System Operator | NYIS | NPCC | NYUP | NPCC Upstate NY | NYISO | 36 | 079 | Putnam | 41.4984 | -73.5746 | 0 |  | NG | GAS |  | 0 | 2.1 | 1 | [10 empty] | 0 | 0 | [7 empty] | -- | [7 empty] | -- |  |  |  |  | -- | [6 empty] | -- | [6 empty] | -- | [10 empty] | n/a |  |  |  | 0 | 0 | 0 | 0 | 0 | 0 | 0 | 0 | 0 | 0 | 0 | 0 | 0 | 0 | 0 | 0
7283 | NY | Waterport | OP | 2623 | Niagara Mohawk Power Corp. | 13573 | Erie Boulevard Hydropower LP | 5914 | New York Independent System Operator | NYIS | NPCC | NYUP | NPCC Upstate NY | NYISO | 36 | 073 | Orleans | 43.3272 | -78.2394 | 0 |  | WAT | HYDRO |  | 0.28439 | 4 | [9 empty] | 91996 | 38025 | 9965 | 4119 |  |  |  | 0 | 0 | 0 | 0 | -- |  |  |  | 0 | 0 | 0 | 0 | -- |  |  |  |  | -- | [6 empty] | -- |  |  |  | 0 | 0 | 0 | -- | 0 | 0 | 91996 | 38025 |  |  |  | EIA | EIA | EIA | n/a | EIA | EIA |  | 0 | 0 | 0 | 0 | 9965 | 0 | 0 | 0 | 0 | 0 | 0 | 0 | 9965 | 0 | 0 | 9965 | 0 | 0 | 0 | 0 | 100 | 0 | 0 | 0 | 0 | 0 | 0 | 0 | 100 | 0 | 0 | 100
7284 | NY | Waterside | RE | 2502 | Consolidated Edison Co-NY Inc | 4226 | Consolidated Edison Co-NY Inc | 4226 | New York Independent System Operator | NYIS | NPCC | NYCW | NPCC NYC/Westchester | NYISO | 36 | 061 | New York | 40.7533 | -73.9758 | 4 |  | RFO | OIL |  |  | 199.8 | [20 empty] | -- | [7 empty] | -- |  |  |  |  | -- | [6 empty] | -- | [6 empty] | -- | [10 empty] | n/a
7285 | NY | Watertown | OP | 2700 | Niagara Mohawk Power Corp. | 13573 | City of Watertown - (NY) | 20188 | New York Independent System Operator | NYIS | NPCC | NYUP | NPCC Upstate NY | NYISO | 36 | 045 | Jefferson | 43.9758 | -75.8747 | 0 |  | WAT | HYDRO |  | 0.30888 | 8.1 | [9 empty] | 202338 | 83633.001 | 21917.001 | 9059.001 |  |  |  | 0 | 0 | 0 | 0 | -- |  |  |  | 0 | 0 | 0 | 0 | -- |  |  |  |  | -- | [6 empty] | -- |  |  |  | 0 | 0 | 0 | -- | 0 | 0 | 202338 | 83633.001 |  |  |  | EIA | EIA | EIA | n/a | EIA | EIA |  | 0 | 0 | 0 | 0 | 21917 | 0 | 0 | 0 | 0 | 0 | 0 | 0 | 21917 | 0 | 0 | 21917 | 0 | 0 | 0 | 0 | 100 | 0 | 0 | 0 | 0 | 0 | 0 | 0 | 100 | 0 | 0 | 100
7286 | NY | West Babylon Facility | OP | 2521 | Long Island Power Authority | 11171 | National Grid Generation LLC | 56505 | New York Independent System Operator | NYIS | NPCC | NYLI | NPCC Long Island | NYISO | 36 | 103 | Suffolk | 40.6955 | -73.3486 | 0 |  | DFO | OIL |  | 0.00905 | 52.4 | 1 | [6 empty] | 63787 | 56483.9 | 63787 | 56483.9 | 4154 | 1306 | 15.469 | 13.698 | 8.609 | 5164.5 | 401.826 | 80.365 | 5181.176 | -- | 7.448 | 20.977 | 4.145 | 2486.519 | 0.097 | 0.019 | 2494.548 | -- | 0.485 | 0.485 | 0.27 | 161.93 | -- | 7.448 | 20.977 | 4.145 | 2486.519 | 0.097 | 0.019 | -- | 15.469 | 13.698 | 8.609 | 5164.5 | 401.826 | 80.365 | -- | 63787 | 56483.9 | 63787 | 56483.9 | EPA/CAMD | EPA/CAMD | EPA/CAMD | EPA/CAMD | EIA | EIA | n/a | EPA/CAMD | EPA/CAMD | 15355.5609 | 0 | 4154 | 0 | 0 | 0 | 0 | 0 | 0 | 0 | 0 | 0 | 4154 | 0 | 0 | 4154 | 0 | 0 | 100 | 0 | 0 | 0 | 0 | 0 | 0 | 0 | 0 | 0 | 100 | 0 | 0 | 100 | 0
7287 | NY | West Coxsackie | OP | 2487 | Central Hudson Gas & Elec Corp | 3249 | Central Hudson Gas & Elec Corp | 3249 | New York Independent System Operator | NYIS | NPCC | NYUP | NPCC Upstate NY | NYISO | 36 | 039 | Greene | 42.3509 | -73.8158 | 0 |  | NG | GAS |  | 0.00267 | 21.6 | 1 | [6 empty] | 7307 | 3820 | 7307 | 3820 | 505 | 264 | 1.136 | 0.594 | 0.012 | 427.054 | 16.109 | 1.611 | 427.473 | -- | 4.499 | 4.5 | 0.048 | 1691.303 | 0.032 | 0.003 | 1692.962 | -- | 0.311 | 0.311 | 0.003 | 116.889 | -- | 4.499 | 4.5 | 0.048 | 1691.303 | 0.032 | 0.003 | -- | 1.136 | 0.594 | 0.012 | 427.054 | 16.109 | 1.611 | -- | 7307 | 3820 | 7307 | 3820 | EIA | EIA | EIA | EIA | EIA | EIA | n/a | EIA | EIA | 14469.3069 | 0 | 0 | 505 | 0 | 0 | 0 | 0 | 0 | 0 | 0 | 0 | 505 | 0 | 0 | 505 | 0 | 0 | 0 | 100 | 0 | 0 | 0 | 0 | 0 | 0 | 0 | 0 | 100 | 0 | 0 | 100 | 0
7288 | NY | West Delaware Tunnel Plant | OP | 51033 | Central Hudson Gas & Elec Corp | 3249 | Erie Boulevard Hydropower LP | 5914 | New York Independent System Operator | NYIS | NPCC | NYUP | NPCC Upstate NY | NYISO | 36 | 105 | Sullivan | 41.8596 | -74.5103 | 0 |  | WAT | HYDRO |  | 0.12416 | 7.5 | [9 empty] | 75306 | 31127 | 8157 | 3372 |  |  |  | 0 | 0 | 0 | 0 | -- |  |  |  | 0 | 0 | 0 | 0 | -- |  |  |  |  | -- | [6 empty] | -- |  |  |  | 0 | 0 | 0 | -- | 0 | 0 | 75306 | 31127 |  |  |  | EIA | EIA | EIA | n/a | EIA | EIA |  | 0 | 0 | 0 | 0 | 8157 | 0 | 0 | 0 | 0 | 0 | 0 | 0 | 8157 | 0 | 0 | 8157 | 0 | 0 | 0 | 0 | 100 | 0 | 0 | 0 | 0 | 0 | 0 | 0 | 100 | 0 | 0 | 100
7289 | NY | West End Dam Hydroelectric Project | OP | 50759 | Niagara Mohawk Power Corp. | 13573 | Northbrook Carthage LLC | 57144 | New York Independent System Operator | NYIS | NPCC | NYUP | NPCC Upstate NY | NYISO | 36 | 045 | Jefferson | 43.9829 | -75.6206 | 0 |  | WAT | HYDRO |  | 0.54102 | 4.4 | [9 empty] | 192513 | 79572 | 20853 | 8619 |  |  |  | 0 | 0 | 0 | 0 | -- |  |  |  | 0 | 0 | 0 | 0 | -- |  |  |  |  | -- | [6 empty] | -- |  |  |  | 0 | 0 | 0 | -- | 0 | 0 | 192513 | 79572 |  |  |  | EIA | EIA | EIA | n/a | EIA | EIA |  | 0 | 0 | 0 | 0 | 20853 | 0 | 0 | 0 | 0 | 0 | 0 | 0 | 20853 | 0 | 0 | 20853 | 0 | 0 | 0 | 0 | 100 | 0 | 0 | 0 | 0 | 0 | 0 | 0 | 100 | 0 | 0 | 100
7290 | NY | Wethersfield Wind Farm | SB | 55368 | Niagara Mohawk Power Corp. | 13573 | CHI Energy Inc | 34688 | New York Independent System Operator | NYIS | NPCC | NYUP | NPCC Upstate NY | NYISO | 36 | 121 | Wyoming | 42.6788 | -78.2438 | 0 |  | WND | WIND |  | 0.21669 | 6.6 | [9 empty] | 115659 | 33596 | 12528 | 3639 |  |  |  | 0 | 0 | 0 | 0 | -- |  |  |  | 0 | 0 | 0 | 0 | -- |  |  |  |  | -- | [6 empty] | -- |  |  |  | 0 | 0 | 0 | -- | 0 | 0 | 115659 | 33596 |  |  |  | EIA | EIA | EIA | n/a | EIA | EIA |  | 0 | 0 | 0 | 0 | 0 | 0 | 12528 | 0 | 0 | 0 | 0 | 0 | 12528 | 12528 | 0 | 12528 | 0 | 0 | 0 | 0 | 0 | 0 | 100 | 0 | 0 | 0 | 0 | 0 | 100 | 100 | 0 | 100
7291 | NY | Wheelabrator Hudson Falls | OP | 10503 | Niagara Mohawk Power Corp. | 13573 | Wheelabrator Environmental Systems | 20541 | New York Independent System Operator | NYIS | NPCC | NYUP | NPCC Upstate NY | NYISO | 36 | 115 | Washington | 43.3056 | -73.5914 | 2 | 2 | MSW | BIOMASS |  | 0.60981 | 14.4 | 0.31698 | Yes | Yes | 0 |  | 1 |  | 1648260.486 | 691629.236 | 1648260.486 | 691629.236 | 76924 | 31418 |  |  | 9.211 | 81027.249 | 114262.97 | 14994.98 | 84551.232 | -- |  |  | 0.239 | 2106.683 | 1.485 | 0.195 | 2198.306 | -- |  |  | 0.011 | 98.318 | -- |  |  | 0.239 | 2106.683 | 1.485 | 0.195 | -- |  |  | 9.211 | 163565.614 | 114262.97 | 14994.98 | -- | 1648260.486 | 691629.236 | 1648260.486 | 691629.236 |  |  | EIA | EIA | EIA | EIA | n/a | EIA | EIA | 21427.1292 | 0 | 0 | 1333.003 | 0 | 0 | 75590.997 | 0 | 0 | 0 | 0 | 0 | 1333.003 | 75590.997 | 75590.997 | 76924 | 0 | 0 | 0 | 1.7329 | 0 | 0 | 98.2671 | 0 | 0 | 0 | 0 | 0 | 1.7329 | 98.2671 | 98.2671 | 100 | 0
7292 | NY | Wheelabrator Westchester | OP | 50882 | Consolidated Edison Co-NY Inc | 4226 | Wheelabrator Environmental Systems | 20541 | New York Independent System Operator | NYIS | NPCC | NYCW | NPCC NYC/Westchester | NYISO | 36 | 119 | Westchester | 41.2771 | -73.9423 | 3 | 3 | MSW | BIOMASS |  | 0.74068 | 59.7 | 0.098873 | Yes | [5 empty] | 7186761.683 | 3100693.665 | 7186761.683 | 3100693.665 | 387353 | 164833 | 1042.081 | 465.104 | 111.776 | 352081.154 | 507011.623 | 66545.275 | 367719.294 | -- | 5.381 | 5.643 | 0.577 | 1817.883 | 1.309 | 0.172 | 1898.626 | -- | 0.29 | 0.3 | 0.031 | 97.98 | -- | 5.381 | 5.643 | 0.577 | 1817.883 | 1.309 | 0.172 | -- | 1042.081 | 465.104 | 111.776 | 718529.61 | 507011.623 | 66545.275 | -- | 7186761.683 | 3100693.665 | 7186761.683 | 3100693.665 | EIA | EIA | EIA | EIA | EIA | EIA | n/a | EIA | EIA | 18553.5201 | 0 | 0 | 0 | 0 | 0 | 387353 | 0 | 0 | 0 | 0 | 0 | 0 | 387353 | 387353 | 387353 | 0 | 0 | 0 | 0 | 0 | 0 | 100 | 0 | 0 | 0 | 0 | 0 | 0 | 100 | 100 | 100 | 0
7293 | NY | William Floyd School District | OP | 58167 | Long Island Power Authority | 11171 | William Floyd School District | 58136 | New York Independent System Operator | NYIS | NPCC | NYLI | NPCC Long Island | NYISO | 36 | 103 | Suffolk | 40.7769 | -72.8508 | 0 |  | NG | GAS |  | 0.06987 | 3.9 | 1 |  | Yes | 103133.6 | 0.079 | 0.095288 |  | 13305.4333 | 6954.5886 | 13305.433 | 6954.589 | 2387.001 | 1248 | 17.879 | 9.345 | 0.021 | 880.606 | 29.333 | 2.933 | 881.369 | -- | 14.98 | 14.976 | 0.018 | 737.835 | 0.012 | 0.001 | 738.474 | -- | 2.687 | 2.687 | 0.003 | 132.368 | -- | 14.98 | 14.976 | 0.018 | 737.835 | 0.012 | 0.001 | -- | 187.628 | 98.07 | 0.224 | 9241.533 | 307.841 | 30.784 | -- | 139634.001 | 72984.999 | 139634.001 | 72984.999 | EIA | EIA | EIA | EIA | EIA | EIA | n/a | EIA | EIA | 5574.1237 | 0 | 0 | 2387 | 0 | 0 | 0 | 0 | 0 | 0 | 0 | 0 | 2387 | 0 | 0 | 2387 | 0 | 0 | 0 | 100 | 0 | 0 | 0 | 0 | 0 | 0 | 0 | 0 | 100 | 0 | 0 | 100 | 0
7294 | NY | Wiscoy 170 | OS | 2646 | Rochester Gas & Electric Corp | 16183 | Rochester Gas & Electric Corp | 16183 | New York Independent System Operator | NYIS | NPCC | NYUP | NPCC Upstate NY | NYISO | 36 | 003 | Allegany | 42.5042 | -78.0828 | 0 |  | WAT | HYDRO |  | 0 | 1 | [11 empty] | 0 | 0 | [7 empty] | -- | [7 empty] | -- |  |  |  |  | -- | [6 empty] | -- | [6 empty] | -- | 0 | 0 | [8 empty] | n/a |  |  |  | 0 | 0 | 0 | 0 | 0 | 0 | 0 | 0 | 0 | 0 | 0 | 0 | 0 | 0 | 0 | 0
7295 | NY | Yaleville | OP | 2624 | Niagara Mohawk Power Corp. | 13573 | Erie Boulevard Hydropower LP | 5914 | New York Independent System Operator | NYIS | NPCC | NYUP | NPCC Upstate NY | NYISO | 36 | 089 | St Lawrence | 44.7661 | -74.9997 | 0 |  | WAT | HYDRO |  | 0.15234 | 2 | [9 empty] | 24641 | 10186 | 2669 | 1103 |  |  |  | 0 | 0 | 0 | 0 | -- |  |  |  | 0 | 0 | 0 | 0 | -- |  |  |  |  | -- | [6 empty] | -- |  |  |  | 0 | 0 | 0 | -- | 0 | 0 | 24641 | 10186 |  |  |  | EIA | EIA | EIA | n/a | EIA | EIA |  | 0 | 0 | 0 | 0 | 2669 | 0 | 0 | 0 | 0 | 0 | 0 | 0 | 2669 | 0 | 0 | 2669 | 0 | 0 | 0 | 0 | 100 | 0 | 0 | 0 | 0 | 0 | 0 | 0 | 100 | 0 | 0 | 100
7296 | NY | Zotos International WPGF | OP | 57648 | New York State Elec & Gas Corp | 13511 | Zotos International | 56977 | New York Independent System Operator | NYIS | NPCC | NYUP | NPCC Upstate NY | NYISO | 36 | 069 | Ontario | 42.8869 | -76.9683 | 0 |  | WND | WIND |  | 0.05607 | 3.4 | [9 empty] | 15419 | 4479 | 1670 | 485 |  |  |  | 0 | 0 | 0 | 0 | -- |  |  |  | 0 | 0 | 0 | 0 | -- |  |  |  |  | -- | [6 empty] | -- |  |  |  | 0 | 0 | 0 | -- | 0 | 0 | 15419 | 4479 |  |  |  | EIA | EIA | EIA | n/a | EIA | EIA |  | 0 | 0 | 0 | 0 | 0 | 0 | 1670 | 0 | 0 | 0 | 0 | 0 | 1670 | 1670 | 0 | 1670 | 0 | 0 | 0 | 0 | 0 | 0 | 100 | 0 | 0 | 0 | 0 | 0 | 100 | 100 | 0 | 100